## PIPE
[11 empty] | 자재 표면의 스크래치 유무를 알려주세요 | DENT 유무를 알려주세요 | 녹 발생 유무를 알려주세요 | Heat no.와 성적서가 모두 있는 경우, Y를 선택, 둘 중 하나라도 없을 경우 N을 선택해 주세요 | 제조된 날짜를 YYYY-MM-DD 형태로 입력해주세요 | 제조사를 입력해주세요 | 제조된 국가를 입력해 주세요 | 납품 가능한 일정 관련, 숫자만 입력해 주세요. 구매자가 가상 계좌에 입급한 후 기준으로 입력해 주세요.
SUPPLIER | CATEGORY | SEAMLESS/WELDED | WELDING TYPE | MATERIAL GRADE | ZINC/GALVA | SIZE1 | SCH1 | Length | END | CODE | SCRATCH Y/N | DENT Y/N | RUST Y/N | HEAT NO. AND PRODUCT CERTI. Y/N | MANUFACTURED YEAR | MANUFACTURER | COUNTRY | AVAILABLE DELIVERY DATE | UNIT | QUANTITY | UNIT PRICE | PRICE
KTT | PIPE | SEAMLESS |  | A106-B |  | 2 | SCH 80 | 6000 | PE | ASTM | [8 empty] | EA | 1 | 67320 | 67320
KTT | PIPE | SEAMLESS |  | A106-B |  | 4 | SCH 40 | 6000 | PE | ASTM | [8 empty] | EA | 48 | 144720 | 6946560
KTT | PIPE | SEAMLESS |  | A106-B |  | 6 | SCH 40 | 6000 | PE | ASTM | [8 empty] | EA | 7 | 254340 | 1780380
KTT | PIPE | SEAMLESS |  | A106-B |  | 8 | SCH 40 | 6000 | PE | ASTM | [8 empty] | EA | 8 | 395715 | 3165720
KTT | PIPE | SEAMLESS |  | A106-B |  | 2 | SCH 80 | 6000 | PE | ASTM | [8 empty] | EA | 15 | 67320 | 1009800
KTT | PIPE | SEAMLESS |  | A106-B |  | 4 | SCH 40 | 6000 | PE | ASTM | [8 empty] | EA | 1 | 144720 | 144720
KTT | PIPE | SEAMLESS |  | A106-B |  | 3 | SCH 40 | 4500 | PE | ASTM | [8 empty] | EA | 3 | 101610 | 304830
KTT | PIPE | SEAMLESS |  | A106-B |  | 6 | SCH 40 | 1570 | PE | ASTM | [8 empty] | EA | 11 | 254340 | 2797740
KTT | PIPE | SEAMLESS |  | A106-B |  | 8 | SCH 40 | 11060 | PE | ASTM | [8 empty] | EA | 2 | 395715 | 791430
KTT | PIPE | SEAMLESS |  | A106-B |  | 12 | SCH 40 | 2820 | PE | ASTM | [8 empty] | EA | 3 | 755840 | 2267520
KTT | PIPE | SEAMLESS |  | A333-6 |  | 4 | SCH 40 | 2460 | PE | ASTM | [8 empty] | EA | 3 | 255510 | 766530
KTT | PIPE | SEAMLESS |  | A333-6 |  | 10 | SCH 40 | 2320 | PE | ASTM | [8 empty] | EA | 3 | 881130 | 2643390
KTT | PIPE | SEAMLESS |  | A333-6 |  | 12 | SCH STD | 3700 | PE | ASTM | [8 empty] | EA | 8 | 1079390 | 8635120
KTT | PIPE | SEAMLESS |  | A312TP304 |  | 4 | SCH 40 | 11200 | PE | ASTM | [8 empty] | EA | 1 | 674330 | 674330
KTT | PIPE | SEAMLESS |  | A333-6 |  | 2 | SCH 80 | 6000 | PE | ASTM | [8 empty] | EA | 22 | 121710 | 2677620
KTT | PIPE | SEAMLESS |  | A106-B |  | 2 | SCH 80 | 5770 | PE | ASTM | [8 empty] | EA | 2 | 67320 | 134640
KTT | PIPE | WELDED | EFW | A358 Gr.304/304L |  | 18 | SCH 10S | 6000 | PE | ASTM | [8 empty] | EA | 3 | 1599840 | 4799520
강림CSP | PIPE | SEAMLESS |  | API5LX52 |  | 4" | SCH 40(STD) | 5700 | PE | API | [5 empty] | NSSMC |  |  | EA | 9 | kg/1600원
강림CSP | PIPE | SEAMLESS |  | API5LX52 |  | 4" | SCH 40(STD) | 8000 | PE | API | [5 empty] | NSSMC |  |  | EA | 235 | kg/1600원
강림CSP | PIPE | SEAMLESS |  | API5LX52 |  | 4" | SCH 40(STD) | 10000 | PE | API | [5 empty] | NSSMC |  |  | EA | 21 | kg/1600원
강림CSP | PIPE | SEAMLESS |  | API5LX52 |  | 4" | SCH 40(STD) | 11500 | PE | API | [5 empty] | NSSMC |  |  | EA | 6 | kg/1600원
강림CSP | PIPE | SEAMLESS |  | API5LX52 |  | 4" | SCH 80(XS) | 6000 | PE | API | [5 empty] | NSSMC |  |  | EA | 9 | kg/1600원
강림CSP | PIPE | SEAMLESS |  | API5LX52 |  | 4" | SCH 80(XS) | 8000 | PE | API | [5 empty] | NSSMC |  |  | EA | 193 | kg/1600원
강림CSP | PIPE | SEAMLESS |  | API5LX52 |  | 6" | SCH 40(STD) | 5700 | PE | API | [5 empty] | NSSMC |  |  | EA | 21 | kg/1600원
강림CSP | PIPE | SEAMLESS |  | API5LX52 |  | 6" | SCH 40(STD) | 8000 | PE | API | [5 empty] | NSSMC |  |  | EA | 997 | kg/1600원
강림CSP | PIPE | SEAMLESS |  | API5LX52 |  | 6" | SCH 40(STD) | 10000 | PE | API | [5 empty] | NSSMC |  |  | EA | 258 | kg/1600원
강림CSP | PIPE | SEAMLESS |  | API5LX52 |  | 6" | SCH 40(STD) | 11500 | PE | API | [5 empty] | NSSMC |  |  | EA | 2 | kg/1600원
강림CSP | PIPE | SEAMLESS |  | API5LX52 |  | 6" | 9.53T | 8000 | PE | API | [5 empty] | NSSMC |  |  | EA | 729 | kg/1600원
강림CSP | PIPE | SEAMLESS |  | API5LX52 |  | 6" | 9.53T | 8000 | PE | API | [5 empty] | V&M GERMANY |  |  | EA | 47 | kg/1600원
강림CSP | PIPE | SEAMLESS |  | API5LX52 |  | 6" | 9.53T | 10000 | PE | API | [5 empty] | NSSMC |  |  | EA | 301 | kg/1600원
강림CSP | PIPE | SEAMLESS |  | API5LX52 |  | 6" | 9.53T | 11500 | PE | API | [5 empty] | NSSMC |  |  | EA | 1 | kg/1600원
강림CSP | PIPE | SEAMLESS |  | API5LX52 |  | 6" | SCH 80(XS) | 8000 | PE | API | [5 empty] | NSSMC |  |  | EA | 279 | kg/1600원
강림CSP | PIPE | SEAMLESS |  | API5LX52 |  | 6" | SCH 80(XS) | 8000 | PE | API | [5 empty] | V&M GERMANY |  |  | EA | 4 | kg/1600원
강림CSP | PIPE | SEAMLESS |  | API5LX52 |  | 6" | SCH 80(XS) | 10000 | PE | API | [5 empty] | NSSMC |  |  | EA | 3 | kg/1600원
강림CSP | PIPE | SEAMLESS |  | API5LX52 |  | 8" | SCH 40(STD) | 5700 | PE | API | [5 empty] | NSSMC |  |  | EA | 1 | kg/1630원
강림CSP | PIPE | SEAMLESS |  | API5LX52 |  | 8" | SCH 40(STD) | 6000 | PE | API | [5 empty] | NSSMC |  |  | EA | 107 | kg/1630원
강림CSP | PIPE | SEAMLESS |  | API5LX52 |  | 8" | SCH 40(STD) | 8000 | PE | API | [5 empty] | NSSMC |  |  | EA | 1260 | kg/1630원
강림CSP | PIPE | SEAMLESS |  | API5LX52 |  | 8" | SCH 40(STD) | 10000 | PE | API | [5 empty] | NSSMC |  |  | EA | 630 | kg/1630원
강림CSP | PIPE | SEAMLESS |  | API5LX52 |  | 8" | SCH 60 | 6000 | PE | API | [5 empty] | NSSMC |  |  | EA | 8 | kg/1630원
강림CSP | PIPE | SEAMLESS |  | API5LX52 |  | 8" | SCH 60 | 8000 | PE | API | [5 empty] | NSSMC |  |  | EA | 154 | kg/1630원
강림CSP | PIPE | SEAMLESS |  | API5LX52 |  | 8" | SCH 60 | 10000 | PE | API | [5 empty] | NSSMC |  |  | EA | 68 | kg/1630원
강림CSP | PIPE | SEAMLESS |  | API5LX52 |  | 8" | SCH 60 | 10000 | PE | API | [5 empty] | V&M GERMANY |  |  | EA | 39 | kg/1630원
강림CSP | PIPE | SEAMLESS |  | API5LX52 |  | 8" | SCH 80(XS) | 8000 | PE | API | [5 empty] | NSSMC |  |  | EA | 503 | kg/1630원
강림CSP | PIPE | SEAMLESS |  | API5LX52 |  | 8" | SCH 80(XS) | 10000 | PE | API | [5 empty] | NSSMC |  |  | EA | 23 | kg/1630원
강림CSP | PIPE | SEAMLESS |  | API5LX52 |  | 8" | SCH 80(XS) | 11500 | PE | API | [5 empty] | NSSMC |  |  | EA | 7 | kg/1630원
강림CSP | PIPE | SEAMLESS |  | API5LX52 |  | 10" | SCH 40(STD) | 5700 | PE | API | [5 empty] | NSSMC |  |  | EA | 9 | kg/1630원
강림CSP | PIPE | SEAMLESS |  | API5LX52 |  | 10" | SCH 40(STD) | 6000 | PE | API | [5 empty] | NSSMC |  |  | EA | 57 | kg/1630원
강림CSP | PIPE | SEAMLESS |  | API5LX52 |  | 10" | SCH 40(STD) | 8000 | PE | API | [5 empty] | NSSMC |  |  | EA | 312 | kg/1630원
강림CSP | PIPE | SEAMLESS |  | API5LX52 |  | 10" | SCH 40(STD) | 10000 | PE | API | [5 empty] | NSSMC |  |  | EA | 94 | kg/1630원
강림CSP | PIPE | SEAMLESS |  | API5LX52 |  | 10" | SCH 40(STD) | 11500 | PE | API | [5 empty] | NSSMC |  |  | EA | 36 | kg/1630원
강림CSP | PIPE | SEAMLESS |  | API5LX52 |  | 10" | SCH 60(XS) | 5700 | PE | API | [5 empty] | NSSMC |  |  | EA | 5 | kg/1630원
강림CSP | PIPE | SEAMLESS |  | API5LX52 |  | 10" | SCH 60(XS) | 6000 | PE | API | [5 empty] | NSSMC |  |  | EA | 2 | kg/1630원
강림CSP | PIPE | SEAMLESS |  | API5LX52 |  | 10" | SCH 60(XS) | 8000 | PE | API | [5 empty] | NSSMC |  |  | EA | 186 | kg/1630원
강림CSP | PIPE | SEAMLESS |  | API5LX52 |  | 10" | SCH 60(XS) | 11500 | PE | API | [5 empty] | NSSMC |  |  | EA | 19 | kg/1630원
강림CSP | PIPE | SEAMLESS |  | API5LX52 |  | 10" | 15.9T | 8000 | PE | API | [5 empty] | NSSMC |  |  | EA | 35 | kg/1630원
강림CSP | PIPE | SEAMLESS |  | API5LX52 |  | 10" | SCH 140(XXS) | 5700 | PE | API | [5 empty] | NSSMC |  |  | EA | 2 | kg/1630원
강림CSP | PIPE | SEAMLESS |  | API5LX52 |  | 10" | SCH 140(XXS) | 6000 | PE | API | [5 empty] | NSSMC |  |  | EA | 1 | kg/1630원
강림CSP | PIPE | SEAMLESS |  | API5LX52 |  | 10" | SCH 140(XXS) | 8000 | PE | API | [5 empty] | NSSMC |  |  | EA | 14 | kg/1630원
강림CSP | PIPE | SEAMLESS |  | API5LX52 |  | 12" | STD | 5700 | PE | API | [5 empty] | NSSMC |  |  | EA | 3 | kg/1700원
강림CSP | PIPE | SEAMLESS |  | API5LX52 |  | 12" | STD | 6000 | PE | API | [5 empty] | NSSMC |  |  | EA | 46 | kg/1700원
강림CSP | PIPE | SEAMLESS |  | API5LX52 |  | 12" | STD | 8000 | PE | API | [5 empty] | NSSMC |  |  | EA | 81 | kg/1700원
강림CSP | PIPE | SEAMLESS |  | API5LX52 |  | 12" | STD | 10000 | PE | API | [5 empty] | NSSMC |  |  | EA | 18 | kg/1700원
강림CSP | PIPE | SEAMLESS |  | API5LX52 |  | 12" | XS | 5700 | PE | API | [5 empty] | NSSMC |  |  | EA | 4 | kg/1700원
강림CSP | PIPE | SEAMLESS |  | API5LX52 |  | 12" | XS | 6000 | PE | API | [5 empty] | NSSMC |  |  | EA | 79 | kg/1700원
강림CSP | PIPE | SEAMLESS |  | API5LX52 |  | 12" | XS | 8000 | PE | API | [5 empty] | NSSMC |  |  | EA | 46 | kg/1700원
강림CSP | PIPE | SEAMLESS |  | API5LX52 |  | 14" | SCH 30(STD) | 8000 | PE | API | [5 empty] | NSSMC |  |  | EA | 1 | kg/1700원
강림CSP | PIPE | SEAMLESS |  | API5LX52 |  | 14" | SCH 30(STD) | 10000 | PE | API | [5 empty] | NSSMC |  |  | EA | 12 | kg/1700원
강림CSP | PIPE | SEAMLESS |  | API5LX52 |  | 14" | 15.88T | 5700 | PE | API | [5 empty] | NSSMC |  |  | EA | 3 | kg/1700원
강림CSP | PIPE | SEAMLESS |  | API5LX52 |  | 14" | 15.88T | 6000 | PE | API | [5 empty] | NSSMC |  |  | EA | 2 | kg/1700원
강림CSP | PIPE | SEAMLESS |  | API5LX52 |  | 14" | 15.88T | 8000 | PE | API | [5 empty] | NSSMC |  |  | EA | 34 | kg/1700원
강림CSP | PIPE | SEAMLESS |  | API5LX52 |  | 14" | 15.88T | 10000 | PE | API | [5 empty] | NSSMC |  |  | EA | 9 | kg/1700원
양수금속 | PIPE | SEAMLESS |  | A106B | ZINC PRIM | 3/4" | S80(3.91) | 6000 |  | ASTM | [8 empty] | PC | 7 | 17028 | 119196
양수금속 | PIPE | SEAMLESS |  | A106B | GALV | 1 1/2" | S80(5.08) | 6000 |  | ASTM | [8 empty] | PC | 2 | 41874 | 83748
양수금속 | PIPE | SEAMLESS |  | A106B | ZINC PRIM | 3" | S40(5.49) | 6000 |  | ASTM | [8 empty] | PC | 3 | 70449 | 211347
양수금속 | PIPE | SEAMLESS |  | A312 TP304/L |  | 1/2" | S5S(1.65T) | 6000 |  | ASTM | [8 empty] | KG | 8 | 4900 | 39200
양수금속 | PIPE | SEAMLESS |  | A312 TP304/L |  | 3/4" | S10S(2.11T) | 6000 |  | ASTM | [8 empty] | KG | 2 | 4870 | 9740
양수금속 | PIPE | SEAMLESS |  | A312 TP304/L |  | 3/4" | S160(5.56T) | 6000 |  | ASTM | [8 empty] | KG | 1 | 4310 | 4310
양수금속 | PIPE | SEAMLESS |  | 304 |  | 100A((114.3) | S20S(4.0T) | 6000 |  | JIS | [8 empty] | KG | 6 | 4200 | 25200
양수금속 | PIPE | SEAMLESS |  | A312 TP304/L |  | 14" | SXS(12.7T) | 6000 |  | ASTM | [8 empty] | KG | 1 | 8000 | 8000
양수금속 | PIPE | SEAMLESS |  | A312 TP304/L |  | 1 1/4" | S40S(3.56T) | 6000 |  | ASTM | [8 empty] | KG | 5 | 3500 | 17500
양수금속 | PIPE | SEAMLESS |  | A312 TP304/L |  | 2 1/2" | S10S(3.05T) | 6000 |  | ASTM | [8 empty] | KG | 5 | 4200 | 21000
양수금속 | PIPE | SEAMLESS |  | 304L |  | 32A(42.7) | S40(3.6T) | 6000 |  | JIS | [8 empty] | KG | 1 | 3500 | 3500
양수금속 | PIPE | SEAMLESS |  | 304/L |  | 40A(48.6) | S160(7.1T) | 6000 |  | JIS | [8 empty] | KG | 1 | 3500 | 3500
양수금속 | PIPE | 확인필 |  | A312 TP304 |  | 14" | S10S(4.78T) | 6000 |  | ASTM | [8 empty] | PC | 1 | 389100 | 389100
양수금속 | PIPE | 확인필 |  | A312 TP304 |  | 6" | 5.0T | 6000 |  | ASTM | [9 empty] | 2 |  | 0
양수금속 | PIPE | 확인필 |  | A312 TP304 |  | 8" | 6.5T | 6000 |  | ASTM | [8 empty] | PC | 1 | 317970 | 317970
양수금속 | PIPE | SEAMLESS |  | A312 TP304/L |  | 4" | S40S(6.02T) | 6000 |  | ASTM | [8 empty] | KG | 1 | 3500 | 3500
양수금속 | PIPE | SEAMLESS |  | A312 TP304/L |  | 5" | S10S(3.4T) | 6000 |  | ASTM | [8 empty] | KG | 1 | 4350 | 4350
양수금속 | PIPE | SEAMLESS |  | A312 TP304/L |  | 6" | S10S(3.4T) | 6000 |  | ASTM | [8 empty] | KG | 1 | 4500 | 4500
양수금속 | PIPE | 확인필 |  | A312 TP304L |  | 10" | S10S(4.19T) | 6000 |  | ASTM | [8 empty] | PC | 1 | 270480 | 270480
양수금속 | PIPE | 확인필 |  | A312 TP304L |  | 10" | S10S(4.19T) | 6000 |  | ASTM | [8 empty] | PC | 1 | 270480 | 270480
양수금속 | PIPE | 확인필 |  | A312 TP304L |  | 14" | S10S(4.78T) | 6000 |  | ASTM | [8 empty] | PC | 2 | 441000 | 882000
양수금속 | PIPE | SEAMLESS |  | A312 TP316/L |  | 1/2" | S160(4.78T) | 6000 |  | ASTM | [8 empty] | KG | 4 | 5410 | 21640
양수금속 | PIPE | SEAMLESS |  | A312 TP316/L |  | 1/2" | S40S(2.77T) | 6000 |  | ASTM | [8 empty] | KG | 1 | 5350 | 5350
양수금속 | PIPE | SEAMLESS |  | A312 TP316/L |  | 1/2" | S80S(3.73T) | 6000 |  | ASTM | [8 empty] | KG | 9 | 5350 | 48150
양수금속 | PIPE | SEAMLESS |  | A312 TP316/L |  | 1/2" | XXS(7.47T) | 6000 |  | ASTM | [8 empty] | KG | 9 | 5650 | 50850
양수금속 | PIPE | SEAMLESS |  | A312 TP316/L |  | 1 1/2" | S160(7.14T) | 6000 |  | ASTM | [8 empty] | KG | 33 | 4160 | 137280
양수금속 | PIPE | SEAMLESS |  | A312 TP316/L |  | 1 1/2" | S40S(3.68T) | 6000 |  | ASTM | [8 empty] | KG | 1 | 4150 | 4150
양수금속 | PIPE | SEAMLESS |  | A312 TP316/L |  | 1 1/2" | S80S(5.08T) | 6000 |  | ASTM | [8 empty] | KG | 4 | 4150 | 16600
양수금속 | PIPE | SEAMLESS |  | A312 TP316/L |  | 1" | XXS(9.09T) | 6000 |  | ASTM | [8 empty] | KG | 8 | 5020 | 40160
양수금속 | PIPE | SEAMLESS |  | A312 TP316/L |  | 2 1/2" | S10S(3.05T) | 6000 |  | ASTM | [8 empty] | KG | 4 | 4530 | 18120
양수금속 | PIPE | SEAMLESS |  | A312 TP316/L |  | 2 1/2" | S80(7.01T) | 6000 |  | ASTM | [8 empty] | KG | 1 | 4150 | 4150
양수금속 | PIPE | SEAMLESS |  | A312 TP316/L |  | 2" | S160(8.74T) | 6000 |  | ASTM | [8 empty] | KG | 4 | 4160 | 16640
양수금속 | PIPE | SEAMLESS |  | A312 TP316/L |  | 3/4" | S160(5.56T) | 6000 |  | ASTM | [8 empty] | KG | 3 | 4820 | 14460
양수금속 | PIPE | SEAMLESS |  | A312 TP316/L |  | 3/4" | S40S(2.87T) | 6000 |  | ASTM | [8 empty] | KG | 44 | 5140 | 226160
양수금속 | PIPE | SEAMLESS |  | A312 TP316/L |  | 3/4" | S80S(3.91T) | 6000 |  | ASTM | [8 empty] | KG | 9 | 5150 | 46350
양수금속 | PIPE | SEAMLESS |  | A312 TP316/L |  | 3/4" | XXS(7.82T) | 6000 |  | ASTM | [8 empty] | KG | 2 | 5550 | 11100
양수금속 | PIPE | SEAMLESS |  | A312 TP316/L |  | 3" | S10S(3.05T) | 6000 |  | ASTM | [8 empty] | KG | 1 | 4770 | 4770
양수금속 | PIPE | SEAMLESS |  | A312 TP316/L |  | 4" | S10S(3.05T) | 6000 |  | ASTM | [8 empty] | KG | 1 | 4890 | 4890
양수금속 | PIPE | 확인필 |  | A312 TP316/L |  | 10" | S10S(4.19T) | 6000 |  | ASTM | [8 empty] | PC | 1 | 409230 | 409230
양수금속 | PIPE | 확인필 |  | A312 TP316/L |  | 10" | S10S(4.19T) | 6000 |  | ASTM | [8 empty] | PC | 2 | 409230 | 818460
양수금속 | PIPE | 확인필 |  | A312 TP316/L |  | 16" | S10S(4.78T) | 6000 |  | ASTM | [8 empty] | PC | 1 | 763800 | 763800
양수금속 | PIPE | 확인필 |  | A312 TP316/L |  | 26" | S10S(7.92T) | 6000 |  | ASTM | [8 empty] | KG | 1 | 2400 | 2400
양수금속 | PIPE | 확인필 |  | A312 TP316/L |  | 3" | 4.0T | 6000 |  | ASTM | [8 empty] | PC | 1 | 129060 | 129060
양수금속 | PIPE | 확인필 |  | A312 TP316/L |  | 4" | S40S(6.02T) | 6000 |  | ASTM | [8 empty] | PC | 2 | 259350 | 518700
양수금속 | PIPE | 확인필 |  | A312 TP316/L |  | 5" | S10S(3.4T) | 6000 |  | ASTM | [8 empty] | PC | 9 | 170310 | 1532790
양수금속 | PIPE | 확인필 |  | A312 TP316/L |  | 8" | S40S(8.18T) | 6000 |  | ASTM | [8 empty] | KG | 3 | 2250 | 6750
양수금속 | PIPE | 확인필 |  | A312 TP316/L |  | 8" | S80S(12.7T) | 6000 |  | ASTM | [8 empty] | KG | 3 | 2450 | 7350
양수금속 | PIPE | SEAMLESS |  | A312 TP317L |  | 1/2" | S40S(2.77T) | 6000 |  | ASTM | [8 empty] | KG | 5 | 7140 | 35700
양수금속 | PIPE | SEAMLESS |  | A312 TP321/H |  | 1/2" | S40S(2.77T) | 6000 |  | ASTM | [8 empty] | KG | 5 | 12660 | 63300
양수금속 | PIPE | 확인필 |  | 304 |  | 350A(355.6) | S5S(4.0T) | 6000 |  | JIS | [8 empty] | PC | 1 | 300600 | 300600
양수금속 | PIPE | SEAMLESS |  | 304 |  | 80A(89.1) | S80S(7.6T) | 6000 |  | JIS | [8 empty] | KG | 3 | 3500 | 10500
양수금속 | PIPE | SEAMLESS |  | 304/L |  | 50A(60.5) | S160(8.7T) | 6000 |  | JIS | [8 empty] | KG | 1 | 3490 | 3490
양수금속 | PIPE | 확인필 |  | 310S |  | 80A(89.1) | 5.0T | 6000 |  | JIS | [8 empty] | PC | 1 | 404800 | 404800
양수금속 | PIPE | 확인필 |  | 316L |  | 150A(165.2) | S80S(11T) | 6000 |  | JIS | [8 empty] | KG | 1 | 2350 | 2350
양수금속 | PIPE | SEAMLESS |  | 316L |  | 25A(34.0) | S20S(3.0T) | 6000 |  | JIS | [8 empty] | KG | 1 | 5440 | 5440
양수금속 | PIPE | SEAMLESS |  | 316L |  | 32A(42.7) | S10S(2.8T) | 6000 |  | JIS | [8 empty] | KG | 1 | 5650 | 5650
양수금속 | PIPE | SEAMLESS |  | 316L |  | 40A(48.6) | S10(2.8T) | 6000 |  | JIS | [8 empty] | KG | 2 | 5540 | 11080
양수금속 | PIPE | SEAMLESS |  | 316L |  | 40A(48.6) | S20S(3.0T) | 6000 |  | JIS | [8 empty] | KG | 1 | 4740 | 4740
양수금속 | PIPE | SEAMLESS |  | 316L |  | 65A(76.3) | S10S(3.0T) | 6000 |  | JIS | [8 empty] | KG | 20 | 5540 | 110800
양수금속 | PIPE | SEAMLESS |  | 316L |  | 65A(76.3) | S40S(5.2T) | 6000 |  | JIS | [8 empty] | KG | 1 | 4750 | 4750
양수금속 | PIPE | SEAMLESS |  | 316L |  | 80A(89.1) | S10S(3.0T) | 6000 |  | JIS | [8 empty] | KG | 1 | 5540 | 5540
양수금속 | PIPE | 확인필 |  | A6063 |  | 25Ø | 3T | 6000 |  | JIS | [8 empty] | PC | 10 | 8500 | 85000
양수금속 | PIPE | 확인필 |  | SPP |  | 150A | 확인필 | 6000 |  | JIS | [8 empty] | PC | 4 | 41757 | 167028
양수금속 | PIPE | 확인필 |  | SPP |  | 15A | 확인필 | 6000 |  | JIS | [8 empty] | PC | 2 | 2709 | 5418
양수금속 | PIPE | 확인필 |  | SPP |  | 200A | 확인필 | 6000 |  | JIS | [8 empty] | PC | 1 | 66102 | 66102
양수금속 | PIPE | 확인필 |  | SPP |  | 25A(34.0) | 확인필 | 6000 |  | JIS | [8 empty] | PC | 4 | 5367 | 21468
양수금속 | PIPE | 확인필 |  | SPP |  | 40A(48.6) | 확인필 | 6000 |  | JIS | [8 empty] | PC | 4 | 7911 | 31644
양수금속 | PIPE | 확인필 |  | SPP |  | 50A(60.5) | 확인필 | 6000 |  | JIS | [8 empty] | PC | 18 | 11139 | 200502
양수금속 | PIPE | WELDED | ERW | STPG370 |  | 15A(21.7) | S40 | 6000 |  | JIS | [8 empty] | PC | 1 | 2982 | 2982
양수금속 | PIPE | WELDED | ERW | STPG370 |  | 32A(42.7) | S40 | 6000 |  | JIS | [8 empty] | PC | 2 | 7929 | 15858
양수금속 | PIPE | WELDED | ERW | STPG370 | ZINC PRIM | 350A(355.6) | S40 | 6000 |  | JIS | [8 empty] | PC | 2 | 223539 | 447078
양수금속 | PIPE | WELDED | ERW | STPG370 |  | 40A(48.6) | S40 | 6000 |  | JIS | [8 empty] | PC | 1 | 9354 | 9354
양수금속 | PIPE | WELDED | ERW | STPG370 |  | 50A(60.5) | S40 | 6000 |  | JIS | [8 empty] | PC | 1 | 12432 | 12432
양수금속 | PIPE | WELDED | ERW | STPG370 |  | 80A(89.1) | S40 | 6000 |  | JIS | [8 empty] | PC | 9 | 25899 | 233091
양수금속 | PIPE | SEAMLESS |  | STPG370 |  | 15A(21.7) | S80(3.7T) | 6000 |  | JIS | [8 empty] | PC | 10 | 11808 | 118080
양수금속 | PIPE | SEAMLESS |  | STPG370 |  | 20A(27.2) | S40(2.9T) | 6000 |  | JIS | [8 empty] | PC | 2 | 10962 | 21924
양수금속 | PIPE | SEAMLESS |  | STPG370 |  | 80A(89.1) | S40(5.5T) | 6000 |  | JIS | [8 empty] | PC | 1 | 54432 | 54432
Note on I2: YunKi Jo: DEFAULT : LENGTH에 기입된 숫자보다 큰 길이를 검색 CASE 1: 모든 사양이 MATCHNIG되는데 길이만 맞지 않을 경우 -> "길이가 짧은 PIPE가 있다" ALARM CASE 2: SEAMLESS/WELDED가 SEAMLESS일 경우, 무조건 기입된 숫자보다 큰 길이만 검색 가능 CASE 3: SEAMLESS/WELDED가 WELDED일 경우, 길이 조건 외에 모든 조건이 동일하다면, 검색한 길이보다 짧은 매물도 모두 제시
Note on O2: 박진목: 유 무
Note on S2: 박진목: 날짜 입력 형식 제시 2020-03-18 사용자에게 가이드 제시

## FITTING
[17 empty] | 자재 표면의 스크래치 유무를 알려주세요 | DENT 유무를 알려주세요 | 녹 발생 유무를 알려주세요 | Heat no.와 성적서가 모두 있는 경우, Y를 선택, 둘 중 하나라도 없을 경우 N을 선택해 주세요 | 제조된 날짜를 YYYY-MM-DD 형태로 입력해주세요 | 제조사를 입력해주세요 | 제조된 국가를 입력해 주세요 | 납품 가능한 일정 관련, 숫자만 입력해 주세요. 구매자가 가상 계좌에 입급한 후 기준으로 입력해 주세요.
SUPPLIER | CATEGORY | ITEM | FORGED/PIPE | TYPE | MATERIAL | NACE Y/N | SIZE1 | SIZE2 | SIZE3 | SCHEDULE 1 | SCHEDULE 2 | PRESSURE RATING | END1 | END2 | END3 | CODE | SCRATCH Y/N | DENT Y/N | RUST Y/N | HEAT NO. AND PRODUCT CERTI. Y/N | MANUFACTURED YEAR | MANUFACTURER | COUNTRY | AVAILABLE DELIVERY DATE | UNIT | QUANTITY | UNIT PRICE | PRICE
MOM | FITTING | ELBOW | PIPE FITTING | 45 LR | B366 CL.WPNCMC-S | NACE MR0175 | 0.5 |  |  | SCH 80 |  |  | BW |  |  | ASTM | [8 empty] | EA | 2
MOM | FITTING | ELBOW | PIPE FITTING | 45 LR | B366 CL.WPNCMC-S | NACE MR0175 | 1 |  |  | SCH 80 |  |  | BW |  |  | ASTM | [8 empty] | EA | 4
MOM | FITTING | ELBOW | PIPE FITTING | 45 LR | B366 CL.WPNCMC-S | NACE MR0175 | 2 |  |  | SCH 40 |  |  | BW |  |  | ASTM | [8 empty] | EA | 1
MOM | FITTING | ELBOW | PIPE FITTING | 90 LR | B366 CL.WPNCMC-S | NACE MR0175 | 0.5 |  |  | SCH 80 |  |  | BW |  |  | ASTM | [8 empty] | EA | 5
MOM | FITTING | ELBOW | PIPE FITTING | 90 LR | B366 CL.WPNCMC-S | NACE MR0175 | 1 |  |  | SCH 80 |  |  | BW |  |  | ASTM | [8 empty] | EA | 4
MOM | FITTING | ELBOW | PIPE FITTING | 90 LR | B366 CL.WPNCMC-S | NACE MR0175 | 2 |  |  | SCH 40 |  |  | BW |  |  | ASTM | [8 empty] | EA | 55
MOM | FITTING | ELBOW | PIPE FITTING | 90 LR | B366 CL.WPNCMC-S | NACE MR0175 | 3 |  |  | SCH 10 |  |  | BW |  |  | ASTM | [8 empty] | EA | 1
MOM | FITTING | TEE | PIPE FITTING | STRAIGHT | B366 CL.WPNCMC-S | NACE MR0175 | 1 |  |  | SCH 80 |  |  | BW |  |  | ASTM | [8 empty] | EA | 12
MOM | FITTING | TEE | PIPE FITTING | STRAIGHT | B366 CL.WPNCMC-S | NACE MR0175 | 2 |  |  | SCH 40 |  |  | BW |  |  | ASTM | [8 empty] | EA | 33
MOM | FITTING | TEE | PIPE FITTING | RED | B366 CL.WPNCMC-S | NACE MR0175 | 2 | 2 | 1 | SCH 40 | SCH 80 |  | BW |  |  | ASTM | [8 empty] | EA | 1
MOM | FITTING | TEE | PIPE FITTING | RED | B366 CL.WPNCMC-S | NACE MR0175 | 3 | 3 | 2 | SCH 10 | SCH 40 |  | BW |  |  | ASTM | [8 empty] | EA | 4
MOM | FITTING | REDUCER | PIPE FITTING | CON | B366 CL.WPNCMC-S | NACE MR0175 | 1 | 0.5 |  | SCH 80 |  |  | BW |  |  | ASTM | [8 empty] | EA | 18
MOM | FITTING | REDUCER | PIPE FITTING | CON | B366 CL.WPNCMC-S | NACE MR0175 | 2 | 1 |  | SCH 40 | SCH 80 |  | BW |  |  | ASTM | [8 empty] | EA | 9
MOM | FITTING | REDUCER | PIPE FITTING | CON | B366 CL.WPNCMC-S | NACE MR0175 | 3 | 2 |  | SCH 10 | SCH 40 |  | BW |  |  | ASTM | [8 empty] | EA | 1
MOM | FITTING | REDUCER | PIPE FITTING | ECC | B366 CL.WPNCMC-S | NACE MR0175 | 2 | 1 |  | SCH 40 | SCH 80 |  | BW |  |  | ASTM | [8 empty] | EA | 3
MOM | FITTING | WELDOLET | FORGED FITTING |  | B564 UNS N06625 | NACE MR0175 | 4 | 1 |  | SCH 80 |  |  | BW |  |  | ASTM | [8 empty] | EA | 1
MOM | FITTING | WELDOLET | FORGED FITTING |  | B564 UNS N06625 | NACE MR0175 | 4 | 2 |  | SCH 40 |  |  | BW |  |  | ASTM | [8 empty] | EA | 1
MOM | FITTING | WELDOLET | FORGED FITTING |  | B564 UNS N06625 | NACE MR0175 | 8 | 2 |  | SCH 40 |  |  | BW |  |  | ASTM | [5 empty] | NSSMC |  |  | EA | 15
MOM | FITTING | CAP | PIPE FITTING |  | B366 CL.WPNCMC-S | NACE MR0175 | 3 |  |  | SCH 10 |  |  | BW |  |  | ASTM | [5 empty] | NSSMC |  |  | EA | 3
삼한 ENG | FITTING | ELBOW | PIPE FITTING | 30 LR | A403-WP316L | N/A | 2" |  |  | S40 |  |  | BW |  |  | ASTM | [5 empty] | NSSMC |  |  | EA | 6
삼한 ENG | FITTING | ELBOW | PIPE FITTING | 35 LR | A403-WP304 | N/A | 1-1/2" |  |  | S80 |  |  | BW |  |  | ASTM | [5 empty] | NSSMC |  |  | EA | 3
삼한 ENG | FITTING | ELBOW | PIPE FITTING | 45 LR | A403-WP304 | N/A | 2-1/2" |  |  | S40 |  |  | BW |  |  | ASTM | [5 empty] | NSSMC |  |  | EA | 3
삼한 ENG | FITTING | ELBOW | FORGED FITTING | 45 | A182-F304L | N/A | 1" |  |  | S80 |  |  | SW |  |  | ASTM | [5 empty] | NSSMC |  |  | EA | 6
삼한 ENG | FITTING | ELBOW | PIPE FITTING | 45 LR | A403-WP304 | N/A | 1-1/2" |  |  | S80 |  |  | BW |  |  | ASTM | [5 empty] | NSSMC |  |  | EA | 29
삼한 ENG | FITTING | ELBOW | FORGED FITTING | 45 | A182-F316/L | N/A | 3/8" |  |  |  |  | 3000LB | PT |  |  | ASTM | [5 empty] | NSSMC |  |  | EA | 4
삼한 ENG | FITTING | ELBOW | FORGED FITTING | 45 | A182-F316L | N/A | 1" |  |  |  |  | 3000LB | SW |  |  | ASTM | [5 empty] | NSSMC |  |  | EA | 2
삼한 ENG | FITTING | ELBOW | FORGED FITTING | 45 | A182-F316L | N/A | 3/4" |  |  |  |  | 3000LB | SW |  |  | ASTM | [5 empty] | NSSMC |  |  | EA | 5
삼한 ENG | FITTING | ELBOW | FORGED FITTING | 45 | A182-F316L | N/A | 3/8" |  |  |  |  | 3000LB | PT |  |  | ASTM | [5 empty] | NSSMC |  |  | EA | 2
삼한 ENG | FITTING | ELBOW | FORGED FITTING | 45 | A182-F51 | N/A | 1/2" |  |  |  |  | 3000LB | SW |  |  | ASTM | [5 empty] | V&M GERMANY |  |  | EA | 12
삼한 ENG | FITTING | ELBOW | FORGED FITTING | 45 | A182-F55 | N/A | 1" |  |  |  |  | 3000LB | SW |  |  | ASTM | [5 empty] | NSSMC |  |  | EA | 6
삼한 ENG | FITTING | ELBOW | PIPE FITTING | 45 LR | A234-WPB | N/A | 1" |  |  | S160 |  |  | BW |  |  | ASTM | [5 empty] | NSSMC |  |  | EA | 6
삼한 ENG | FITTING | ELBOW | PIPE FITTING | 45 LR | A234-WPB | N/A | 2-1/2" |  |  | S40 |  |  | BW |  |  | ASTM | [5 empty] | NSSMC |  |  | EA | 4
삼한 ENG | FITTING | ELBOW | PIPE FITTING | 45 LR | A234-WPB | N/A | 3" |  |  | S40 |  |  | BW |  |  | ASTM | [5 empty] | V&M GERMANY |  |  | EA | 4
삼한 ENG | FITTING | ELBOW | PIPE FITTING | 45 LR | A234-WPB | N/A | 4" |  |  | S40 |  |  | BW |  |  | ASTM | [5 empty] | NSSMC |  |  | EA | 6
삼한 ENG | FITTING | ELBOW | PIPE FITTING | 45 LR | A234-WPB | N/A | 1" |  |  | S80 |  |  | BW |  |  | ASTM | [5 empty] | NSSMC |  |  | EA | 2
삼한 ENG | FITTING | ELBOW | PIPE FITTING | 45 LR | A234-WPB | N/A | 2" |  |  | S80 |  |  | BW |  |  | ASTM | [5 empty] | NSSMC |  |  | EA | 1
삼한 ENG | FITTING | ELBOW | PIPE FITTING | 45 LR | A403-WP304/L | N/A | 4" |  |  | S10 |  |  | BW |  |  | ASTM | [5 empty] | NSSMC |  |  | EA | 2
삼한 ENG | FITTING | ELBOW | PIPE FITTING | 45 LR | A403-WP304/L | N/A | 1" |  |  | S40 |  |  | BW |  |  | ASTM | [5 empty] | NSSMC |  |  | EA | 2
삼한 ENG | FITTING | ELBOW | PIPE FITTING | 45 LR | A403-WP304/L | N/A | 2" |  |  | S80 |  |  | BW |  |  | ASTM | [5 empty] | NSSMC |  |  | EA | 4
삼한 ENG | FITTING | ELBOW | PIPE FITTING | 45 LR | A403-WP316L | N/A | 2" |  |  | S40 |  |  | BW |  |  | ASTM | [5 empty] | NSSMC |  |  | EA | 10
삼한 ENG | FITTING | ELBOW | FORGED FITTING | 45 | N04400 | N/A | 1/2" |  |  |  |  | 3000LB | SW |  |  | ASTM | [5 empty] | NSSMC |  |  | EA | 22
삼한 ENG | FITTING | ELBOW | FORGED FITTING | 45 | N04400 | N/A | 3/4" |  |  |  |  | 3000LB | SW |  |  | ASTM | [5 empty] | V&M GERMANY |  |  | EA | 23
삼한 ENG | FITTING | ELBOW | FORGED FITTING | 90 | A105 | N/A | 1" |  |  |  |  | 3000LB | SW |  |  | ASTM | [5 empty] | NSSMC |  |  | EA | 24
삼한 ENG | FITTING | ELBOW | FORGED FITTING | 90 | A105 | N/A | 1" |  |  |  |  | 3000LB | SW*PT |  |  | ASTM | [5 empty] | NSSMC |  |  | EA | 52
삼한 ENG | FITTING | ELBOW | FORGED FITTING | 90 | A105 | N/A | 1/2" |  |  |  |  | 3000LB | SW |  |  | ASTM | [5 empty] | NSSMC |  |  | EA | 31
삼한 ENG | FITTING | ELBOW | FORGED FITTING | 90 | A105 | N/A | 1-1/2" |  |  |  |  | 3000LB | SW |  |  | ASTM | [5 empty] | NSSMC |  |  | EA | 8
삼한 ENG | FITTING | ELBOW | FORGED FITTING | 90 | A105 | N/A | 2-1/2" |  |  |  |  | 3000LB | SW |  |  | ASTM | [5 empty] | NSSMC |  |  | EA | 1
삼한 ENG | FITTING | ELBOW | FORGED FITTING | 90 | A105 | N/A | 3/4" |  |  |  |  | 3000LB | PT |  |  | ASTM | [5 empty] | NSSMC |  |  | EA | 4
삼한 ENG | FITTING | ELBOW | FORGED FITTING | 90 | A105 | N/A | 3/4" |  |  |  |  | 3000LB | SW |  |  | ASTM | [5 empty] | NSSMC |  |  | EA | 35
삼한 ENG | FITTING | ELBOW | FORGED FITTING | 90 | A105 | N/A | 3/8" |  |  |  |  | 3000LB | PT |  |  | ASTM | [5 empty] | NSSMC |  |  | EA | 8
삼한 ENG | FITTING | ELBOW | FORGED FITTING | 90 | A105 | N/A | 3/8" |  |  |  |  | 3000LB | SW |  |  | ASTM | [5 empty] | NSSMC |  |  | EA | 173
삼한 ENG | FITTING | ELBOW | FORGED FITTING | 90 | A105 | N/A | 4" |  |  |  |  | 3000LB | SW |  |  | ASTM | [5 empty] | NSSMC |  |  | EA | 1
삼한 ENG | FITTING | ELBOW | FORGED FITTING | 90 | A105 | N/A | 1" |  |  |  |  | 6000LB | SW |  |  | ASTM | [5 empty] | NSSMC |  |  | EA | 7
삼한 ENG | FITTING | ELBOW | FORGED FITTING | 90 | A105 | N/A | 1/2" |  |  |  |  | 6000LB | SW |  |  | ASTM | [5 empty] | NSSMC |  |  | EA | 76
삼한 ENG | FITTING | ELBOW | FORGED FITTING | 90 | A105 | N/A | 1-1/4" |  |  |  |  | 6000LB | SW |  |  | ASTM | [5 empty] | NSSMC |  |  | EA | 2
삼한 ENG | FITTING | ELBOW | FORGED FITTING | 90 | A105 | N/A | 2" |  |  |  |  | 6000LB | SW |  |  | ASTM | [5 empty] | NSSMC |  |  | EA | 8
삼한 ENG | FITTING | ELBOW | FORGED FITTING | 90 | A105 | N/A | 3/4" |  |  |  |  | 6000LB | SW |  |  | ASTM | [5 empty] | NSSMC |  |  | EA | 150
삼한 ENG | FITTING | ELBOW | FORGED FITTING | 90 | A182-F304/L | N/A | 1/2" |  |  |  |  | 3000LB | PT |  |  | ASTM | [5 empty] | NSSMC |  |  | EA | 8
삼한 ENG | FITTING | ELBOW | FORGED FITTING | 90 | A182-F304/L | N/A | 3/8" |  |  |  |  | 3000LB | PT |  |  | ASTM | [5 empty] | NSSMC |  |  | EA | 1
삼한 ENG | FITTING | ELBOW | FORGED FITTING | 90 | A182-F304L | N/A | 1" |  |  |  |  | 3000LB | SW |  |  | ASTM | [5 empty] | NSSMC |  |  | EA | 28
삼한 ENG | FITTING | ELBOW | FORGED FITTING | 90 | A182-F304L | N/A | 1/2" |  |  |  |  | 3000LB | PT |  |  | ASTM | [5 empty] | NSSMC |  |  | EA | 22
삼한 ENG | FITTING | ELBOW | FORGED FITTING | 90 | A182-F304L | N/A | 1/2" |  |  |  |  | 3000LB | SW |  |  | ASTM | [5 empty] | NSSMC |  |  | EA | 16
삼한 ENG | FITTING | ELBOW | FORGED FITTING | 90 | A182-F304L | N/A | 1/4" |  |  |  |  | 3000LB | SW |  |  | ASTM | [5 empty] | NSSMC |  |  | EA | 4
삼한 ENG | FITTING | ELBOW | FORGED FITTING | 90 | A182-F304L | N/A | 1-1/2" |  |  |  |  | 3000LB | SW |  |  | ASTM | [5 empty] | NSSMC |  |  | EA | 4
삼한 ENG | FITTING | ELBOW | FORGED FITTING | 90 | A182-F304L | N/A | 1-1/4" |  |  |  |  | 3000LB | SW |  |  | ASTM | [5 empty] | NSSMC |  |  | EA | 8
삼한 ENG | FITTING | ELBOW | FORGED FITTING | 90 | A182-F304L | N/A | 3/4" |  |  |  |  | 3000LB | SW |  |  | ASTM | [5 empty] | NSSMC |  |  | EA | 40
삼한 ENG | FITTING | ELBOW | FORGED FITTING | 90 | A182-F304L | N/A | 3/8" |  |  |  |  | 3000LB | PT |  |  | ASTM | [5 empty] | NSSMC |  |  | EA | 1
삼한 ENG | FITTING | ELBOW | FORGED FITTING | 90 | A182-F304L | N/A | 3/8" |  |  |  |  | 3000LB | SW |  |  | ASTM | [5 empty] | NSSMC |  |  | EA | 21
삼한 ENG | FITTING | ELBOW | FORGED FITTING | 90 | A182-F304L | N/A | 1/2" |  |  |  |  | 6000LB | SW |  |  | ASTM | [5 empty] | NSSMC |  |  | EA | 51
삼한 ENG | FITTING | ELBOW | FORGED FITTING | 90 | A182-F304L | N/A | 3/4" |  |  |  |  | 6000LB | SW |  |  | ASTM | [5 empty] | NSSMC |  |  | EA | 2
삼한 ENG | FITTING | ELBOW | PIPE FITTING | 90 LR | A403-WP304 | N/A | 1" |  |  | S160 |  |  | BW |  |  | ASTM | [5 empty] | NSSMC |  |  | EA | 6
삼한 ENG | FITTING | ELBOW | PIPE FITTING | 90 LR | A403-WP304 | N/A | 2" |  |  | S160 |  |  | BW |  |  | ASTM | [8 empty] | EA | 2
삼한 ENG | FITTING | ELBOW | PIPE FITTING | 90 LR | A403-WP304 | N/A | 3/4" |  |  | S160 |  |  | BW |  |  | ASTM | [8 empty] | EA | 4
삼한 ENG | FITTING | ELBOW | PIPE FITTING | 90 LR | A403-WP304 | N/A | 1" |  |  | S40 |  |  | BW |  |  | ASTM | [8 empty] | EA | 73
삼한 ENG | FITTING | ELBOW | PIPE FITTING | 90 LR | A403-WP304 | N/A | 1/2" |  |  | S40 |  |  | BW |  |  | ASTM | [8 empty] | EA | 35
삼한 ENG | FITTING | ELBOW | PIPE FITTING | 90 LR | A403-WP304 | N/A | 1-1/2" |  |  | S40 |  |  | BW |  |  | ASTM | [8 empty] | EA | 46
삼한 ENG | FITTING | ELBOW | PIPE FITTING | 90 LR | A403-WP304 | N/A | 2-1/2" |  |  | S40 |  |  | BW |  |  | ASTM | [8 empty] | EA | 7
삼한 ENG | FITTING | ELBOW | PIPE FITTING | 90 LR | A403-WP304 | N/A | 3/4" |  |  | S40 |  |  | BW |  |  | ASTM | [8 empty] | EA | 104
삼한 ENG | FITTING | ELBOW | PIPE FITTING | 90 LR | A403-WP304 | N/A | 4" |  |  | S40 |  |  | BW |  |  | ASTM | [8 empty] | EA | 7
삼한 ENG | FITTING | ELBOW | PIPE FITTING | 90 LR | A403-WP304 | N/A | 6" |  |  | S40 |  |  | BW |  |  | ASTM | [8 empty] | EA | 4
삼한 ENG | FITTING | ELBOW | PIPE FITTING | 90 LR | A403-WP304 | N/A | 1" |  |  | S80 |  |  | BW |  |  | ASTM | [8 empty] | EA | 470
삼한 ENG | FITTING | ELBOW | PIPE FITTING | 90 LR | A403-WP304 | N/A | 1/2" |  |  | S80 |  |  | BW |  |  | ASTM | [8 empty] | EA | 155
삼한 ENG | FITTING | ELBOW | PIPE FITTING | 90 LR | A403-WP304 | N/A | 2-1/2" |  |  | S80 |  |  | BW |  |  | ASTM | [8 empty] | EA | 4
삼한 ENG | FITTING | ELBOW | PIPE FITTING | 90 LR | A403-WP304 | N/A | 3" |  |  | S80 |  |  | BW |  |  | ASTM | [8 empty] | EA | 3
삼한 ENG | FITTING | ELBOW | PIPE FITTING | 90 LR | A403-WP304 | N/A | 3/4" |  |  | S80 |  |  | BW |  |  | ASTM | [8 empty] | EA | 241
삼한 ENG | FITTING | ELBOW | PIPE FITTING | 90 LR | A403-WP304 | N/A | 4" |  |  | S80 |  |  | BW |  |  | ASTM | [8 empty] | EA | 6
삼한 ENG | FITTING | ELBOW | FORGED FITTING | 90 | A182-F316L | N/A | 1" |  |  |  |  | 3000LB | SW |  |  | ASTM | [8 empty] | EA | 21
삼한 ENG | FITTING | ELBOW | FORGED FITTING | 90 | A182-F316L | N/A | 1/2" |  |  |  |  | 3000LB | SW |  |  | ASTM | [8 empty] | EA | 31
삼한 ENG | FITTING | ELBOW | FORGED FITTING | 90 | A182-F316L | N/A | 1/4" |  |  |  |  | 3000LB | SW |  |  | ASTM | [8 empty] | EA | 10
삼한 ENG | FITTING | ELBOW | FORGED FITTING | 90 | A182-F316L | N/A | 1-1/2" |  |  |  |  | 3000LB | SW |  |  | ASTM | [8 empty] | EA | 2
삼한 ENG | FITTING | ELBOW | FORGED FITTING | 90 | A182-F316L | N/A | 2" |  |  |  |  | 3000LB | SW |  |  | ASTM | [8 empty] | EA | 4
삼한 ENG | FITTING | ELBOW | FORGED FITTING | 90 | A182-F316L | N/A | 3" |  |  |  |  | 3000LB | SW |  |  | ASTM | [8 empty] | EA | 2
삼한 ENG | FITTING | ELBOW | FORGED FITTING | 90 | A182-F316L | N/A | 3/4" |  |  |  |  | 3000LB | PT |  |  | ASTM | [8 empty] | EA | 55
삼한 ENG | FITTING | ELBOW | FORGED FITTING | 90 | A182-F316L | N/A | 3/4" |  |  |  |  | 3000LB | SW |  |  | ASTM | [8 empty] | EA | 51
삼한 ENG | FITTING | ELBOW | FORGED FITTING | 90 | A182-F316L | N/A | 3/8" |  |  |  |  | 3000LB | SW |  |  | ASTM | [8 empty] | EA | 45
삼한 ENG | FITTING | ELBOW | FORGED FITTING | 90 | A182-F316L | N/A | 1" |  |  |  |  | 6000LB | SW |  |  | ASTM | [8 empty] | EA | 2
삼한 ENG | FITTING | ELBOW | FORGED FITTING | 90 | A182-F316L | N/A | 1/2" |  |  |  |  | 6000LB | SW |  |  | ASTM | [8 empty] | EA | 84
삼한 ENG | FITTING | ELBOW | FORGED FITTING | 90 | A182-F316L | N/A | 1-1/2" |  |  |  |  | 6000LB | SW |  |  | ASTM | [8 empty] | EA | 2
삼한 ENG | FITTING | ELBOW | FORGED FITTING | 90 | A182-F316L | N/A | 2" |  |  |  |  | 6000LB | SW |  |  | ASTM | [8 empty] | EA | 6
삼한 ENG | FITTING | ELBOW | FORGED FITTING | 90 | A182-F316L | N/A | 3/4" |  |  |  |  | 6000LB | SW |  |  | ASTM | [8 empty] | EA | 202
삼한 ENG | FITTING | ELBOW | FORGED FITTING | 90 | A182-F51 | N/A | 1/2" |  |  |  |  | 3000LB | PT |  |  | ASTM | [8 empty] | EA | 12
삼한 ENG | FITTING | ELBOW | FORGED FITTING | 90 | A182-F51 | N/A | 1/2" |  |  |  |  | 3000LB | SW |  |  | ASTM | [8 empty] | EA | 1
삼한 ENG | FITTING | ELBOW | FORGED FITTING | 90 | A182-F51 | N/A | 1-1/2" |  |  |  |  | 3000LB | PT |  |  | ASTM | [8 empty] | EA | 9
삼한 ENG | FITTING | ELBOW | FORGED FITTING | 90 | A182-F51 | N/A | 1-1/2" |  |  |  |  | 3000LB | SW |  |  | ASTM | [8 empty] | EA | 16
삼한 ENG | FITTING | ELBOW | FORGED FITTING | 90 | A182-F51 | N/A | 3/4" |  |  |  |  | 3000LB | PT |  |  | ASTM | [8 empty] | EA | 1
삼한 ENG | FITTING | ELBOW | FORGED FITTING | 90 | A182-F51 | N/A | 3/4" |  |  |  |  | 3000LB | SW |  |  | ASTM | [8 empty] | EA | 2
삼한 ENG | FITTING | ELBOW | FORGED FITTING | 90 | A182-F51 | N/A | 3/8" |  |  |  |  | 3000LB | SW |  |  | ASTM | [8 empty] | EA | 7
삼한 ENG | FITTING | ELBOW | FORGED FITTING | 90 | A182-F51 | N/A | 3/4" |  |  |  |  | 6000LB | SW |  |  | ASTM | [8 empty] | EA | 4
삼한 ENG | FITTING | ELBOW | PIPE FITTING | 90 LR | A815 S31803 | N/A | 1-1/2" |  |  | S160 |  |  | BW |  |  | ASTM | [8 empty] | EA | 1
삼한 ENG | FITTING | ELBOW | PIPE FITTING | 90 LR | A815 S31803 | N/A | 3/4" |  |  | S160 |  |  | BW |  |  | ASTM | [8 empty] | EA | 5
삼한 ENG | FITTING | ELBOW | PIPE FITTING | 90 LR | A815 S31803 | N/A | 1/2" |  |  | S80 |  |  | BW |  |  | ASTM | [8 empty] | EA | 1
삼한 ENG | FITTING | ELBOW | FORGED FITTING | 90 | A182-F53 | N/A | 1" |  |  |  |  | 3000LB | SW |  |  | ASTM | [8 empty] | EA | 73
삼한 ENG | FITTING | ELBOW | FORGED FITTING | 90 | A182-F53 | N/A | 1/2" |  |  |  |  | 3000LB | SW |  |  | ASTM | [8 empty] | EA | 7
삼한 ENG | FITTING | ELBOW | FORGED FITTING | 90 | A182-F53 | N/A | 3/8" |  |  |  |  | 3000LB | PT |  |  | ASTM | [8 empty] | EA | 9
삼한 ENG | FITTING | ELBOW | FORGED FITTING | 90 | A182-F55 | N/A | 1/2" |  |  |  |  | 3000LB | SW |  |  | ASTM | [8 empty] | EA | 2
삼한 ENG | FITTING | ELBOW | FORGED FITTING | 90 | A182-F55 | N/A | 3/4" |  |  |  |  | 3000LB | SW |  |  | ASTM | [8 empty] | EA | 2
삼한 ENG | FITTING | ELBOW | FORGED FITTING | 90 | A182-F55 | N/A | 1/2" |  |  |  |  | 6000LB | SW |  |  | ASTM | [8 empty] | EA | 1
삼한 ENG | FITTING | ELBOW | FORGED FITTING | 90 | A182-F55 | N/A | 3/4" |  |  |  |  | 6000LB | SW |  |  | ASTM | [8 empty] | EA | 2
삼한 ENG | FITTING | ELBOW | PIPE FITTING | 90 LR | A234-WPB | N/A | 1" |  |  | S160 |  |  | BW |  |  | ASTM | [8 empty] | EA | 62
삼한 ENG | FITTING | ELBOW | PIPE FITTING | 90 LR | A234-WPB | N/A | 1/2" |  |  | S160 |  |  | BW |  |  | ASTM | [8 empty] | EA | 25
삼한 ENG | FITTING | ELBOW | PIPE FITTING | 90 LR | A234-WPB | N/A | 1-1/2" |  |  | S160 |  |  | BW |  |  | ASTM | [8 empty] | EA | 4
삼한 ENG | FITTING | ELBOW | PIPE FITTING | 90 LR | A234-WPB | N/A | 2" |  |  | S160 |  |  | BW |  |  | ASTM | [8 empty] | EA | 3
삼한 ENG | FITTING | ELBOW | PIPE FITTING | 90 LR | A234-WPB | N/A | 3/4" |  |  | S160 |  |  | BW |  |  | ASTM | [8 empty] | EA | 175
삼한 ENG | FITTING | ELBOW | PIPE FITTING | 90 LR | A234-WPB | N/A | 4" |  |  | S40 |  |  | BW |  |  | ASTM | [8 empty] | EA | 6
삼한 ENG | FITTING | ELBOW | PIPE FITTING | 90 LR | A234-WPB | N/A | 1" |  |  | S80 |  |  | BW |  |  | ASTM | [8 empty] | EA | 41
삼한 ENG | FITTING | ELBOW | PIPE FITTING | 90 LR | A234-WPB | N/A | 1/2" |  |  | S80 |  |  | BW |  |  | ASTM | [8 empty] | EA | 75
삼한 ENG | FITTING | ELBOW | PIPE FITTING | 90 LR | A234-WPB | N/A | 1-1/4" |  |  | S80 |  |  | BW |  |  | ASTM | [8 empty] | EA | 1
삼한 ENG | FITTING | ELBOW | PIPE FITTING | 90 LR | A234-WPB | N/A | 3/4" |  |  | S80 |  |  | BW |  |  | ASTM | [8 empty] | EA | 451
삼한 ENG | FITTING | ELBOW | PIPE FITTING | 90 LR | A234-WPB | N/A | 3" |  |  | XXS |  |  | BW |  |  | ASTM | [8 empty] | EA | 5
삼한 ENG | FITTING | ELBOW | FORGED FITTING | 90 | A350-LF2 | N/A | 3/4" |  |  |  |  | 3000LB | SW |  |  | ASTM | [8 empty] | EA | 7
삼한 ENG | FITTING | ELBOW | FORGED FITTING | 90 | A350-LF2 | N/A | 1/2" |  |  |  |  | 6000LB | SW |  |  | ASTM | [8 empty] | EA | 2
삼한 ENG | FITTING | ELBOW | FORGED FITTING | 90 | A350-LF2 | N/A | 3/4" |  |  |  |  | 6000LB | SW |  |  | ASTM | [8 empty] | EA | 27
삼한 ENG | FITTING | ELBOW | PIPE FITTING | 90 LR | A420 WPL6 | N/A | 1" |  |  | S160 |  |  | BW |  |  | ASTM | [8 empty] | EA | 8
삼한 ENG | FITTING | ELBOW | PIPE FITTING | 90 LR | A420 WPL6 | N/A | 3/4" |  |  | S160 |  |  | BW |  |  | ASTM | [8 empty] | EA | 6
삼한 ENG | FITTING | ELBOW | PIPE FITTING | 90 LR | A403-WP304/L | N/A | 4" |  |  | S10 |  |  | BW |  |  | ASTM | [8 empty] | EA | 4
삼한 ENG | FITTING | ELBOW | PIPE FITTING | 90 LR | A403-WP304/L | N/A | 1" |  |  | S40 |  |  | BW |  |  | ASTM | [8 empty] | EA | 2
삼한 ENG | FITTING | ELBOW | PIPE FITTING | 90 LR | A403-WP304/L | N/A | 1/2" |  |  | S40 |  |  | BW |  |  | ASTM | [8 empty] | EA | 1
삼한 ENG | FITTING | ELBOW | PIPE FITTING | 90 LR | A403-WP304/L | N/A | 1-1/2" |  |  | S40 |  |  | BW |  |  | ASTM | [8 empty] | EA | 3
삼한 ENG | FITTING | ELBOW | PIPE FITTING | 90 LR | A403-WP304/L | N/A | 5" |  |  | S40 |  |  | BW |  |  | ASTM | [8 empty] | EA | 8
삼한 ENG | FITTING | ELBOW | PIPE FITTING | 90 LR | A403-WP304/L | N/A | 1-1/2" |  |  | S80 |  |  | BW |  |  | ASTM | [8 empty] | EA | 11
삼한 ENG | FITTING | ELBOW | PIPE FITTING | 90 LR | A403-WP304L | N/A | 3" |  |  | S40 |  |  | BW |  |  | ASTM | [8 empty] | EA | 2
삼한 ENG | FITTING | ELBOW | PIPE FITTING | 90 LR | A403-WP316L | N/A | 1" |  |  | S160 |  |  | BW |  |  | ASTM | [8 empty] | EA | 45
삼한 ENG | FITTING | ELBOW | PIPE FITTING | 90 LR | A403-WP316L | N/A | 1/2" |  |  | S160 |  |  | BW |  |  | ASTM | [8 empty] | EA | 40
삼한 ENG | FITTING | ELBOW | PIPE FITTING | 90 LR | A403-WP316L | N/A | 3/4" |  |  | S160 |  |  | BW |  |  | ASTM | [8 empty] | EA | 137
삼한 ENG | FITTING | ELBOW | PIPE FITTING | 90 LR | A403-WP316L | N/A | 2" |  |  | S40 |  |  | BW |  |  | ASTM | [8 empty] | EA | 28
삼한 ENG | FITTING | ELBOW | PIPE FITTING | 90 LR | A403-WP316L | N/A | 3' |  |  | S40 |  |  | BW |  |  | ASTM | [8 empty] | EA | 11
삼한 ENG | FITTING | ELBOW | PIPE FITTING | 90 LR | A403-WP316L | N/A | 3/4" |  |  | S40 |  |  | BW |  |  | ASTM | [8 empty] | EA | 70
삼한 ENG | FITTING | ELBOW | PIPE FITTING | 90 LR | A403-WP316L | N/A | 1" |  |  | S80 |  |  | BW |  |  | ASTM | [8 empty] | EA | 37
삼한 ENG | FITTING | ELBOW | PIPE FITTING | 90 LR | A403-WP316L | N/A | 1/2" |  |  | S80 |  |  | BW |  |  | ASTM | [8 empty] | EA | 345
삼한 ENG | FITTING | ELBOW | PIPE FITTING | 90 LR | A403-WP316L | N/A | 2" |  |  | S80 |  |  | BW |  |  | ASTM | [8 empty] | EA | 14
삼한 ENG | FITTING | ELBOW | PIPE FITTING | 90 LR | A403-WP316L | N/A | 3/4" |  |  | S80 |  |  | BW |  |  | ASTM | [8 empty] | EA | 138
삼한 ENG | FITTING | ELBOW | FORGED FITTING | 90 | N08020 | N/A | 1/2" |  |  |  |  | 3000LB | SW |  |  | ASTM | [8 empty] | EA | 2
삼한 ENG | FITTING | ELBOW | PIPE FITTING | 90 LR | N08825 | N/A | 3/4" |  |  | S160 |  |  | BW |  |  | ASTM | [8 empty] | EA | 30
삼한 ENG | FITTING | ELBOW | PIPE FITTING | 90 LR | A815 S32750 | N/A | 3/4" |  |  | S160 |  |  | BW |  |  | ASTM | [8 empty] | EA | 9
삼한 ENG | FITTING | ELBOW | PIPE FITTING | 90 LR | A815 S32750 | N/A | 1" |  |  | S40 |  |  | BW |  |  | ASTM | [8 empty] | EA | 34
삼한 ENG | FITTING | ELBOW | PIPE FITTING | 90 LR | A815 S32750 | N/A | 1/2" |  |  | S40 |  |  | BW |  |  | ASTM | [8 empty] | EA | 42
삼한 ENG | FITTING | ELBOW | PIPE FITTING | 90 LR | A815 S32750 | N/A | 3/4" |  |  | S40 |  |  | BW |  |  | ASTM | [8 empty] | EA | 31
삼한 ENG | FITTING | ELBOW | PIPE FITTING | 90 LR | A815 S32750 | N/A | 1/2" |  |  | S80 |  |  | BW |  |  | ASTM | [8 empty] | EA | 4
삼한 ENG | FITTING | BUSH | FORGED FITTING |  | A182-F304L | N/A | 3/4" | 1/2" |  | S80 |  |  | SW |  |  | ASTM | [8 empty] | EA | 8
삼한 ENG | FITTING | REDUCER | PIPE FITTING | CON | A403-WP304/L | N/A | 1" | 1/2" |  | S40 |  |  | BW |  |  | ASTM | [8 empty] | EA | 2
삼한 ENG | FITTING | REDUCER | PIPE FITTING | CON | A403-WP304/L | N/A | 2" | 1-1/2" |  | S40 |  |  | BW |  |  | ASTM | [8 empty] | EA | 1
삼한 ENG | FITTING | REDUCER | PIPE FITTING | CON | A403-WP304/L | N/A | 5" | 4" |  | S40 |  |  | BW |  |  | ASTM | [8 empty] | EA | 2
삼한 ENG | FITTING | REDUCER | PIPE FITTING | CON | A403-WP304/L | N/A | 1-1/2" | 1-1/2" | 1" | S80 |  |  | BW |  |  | ASTM | [8 empty] | EA | 4
삼한 ENG | FITTING | REDUCER | PIPE FITTING | CON | A403-WP304/L | N/A | 2" | 1-1/2" |  | S80 |  |  | BW |  |  | ASTM | [8 empty] | EA | 4
삼한 ENG | FITTING | TEE | FORGED FITTING | CROSS | A182-F53 | N/A | 3/4" |  |  |  |  | 3000LB | SW |  |  | ASTM | [8 empty] | EA | 16
삼한 ENG | FITTING | REDUCER | PIPE FITTING | ECC | A403-WP316L | N/A | 3" | 1-1/2" |  | S80 |  |  | BW |  |  | ASTM | [8 empty] | EA | 4
삼한 ENG | FITTING | ELBOW | PIPE FITTING | 90 LR | A403-WP316L | N/A | 1-1/2" |  |  | S40 |  |  | BW |  |  | ASTM | [8 empty] | EA | 1
삼한 ENG | FITTING | NIPPLE | FORGED FITTING |  | S32750 | N/A | 3/8" |  |  | S40 |  |  | PT |  |  | ASTM | [8 empty] | EA | 16
삼한 ENG | FITTING | UNION | FORGED FITTING | ORIFICE | A182-F304L | N/A | 1/2" |  |  |  |  | 3000LB | PT |  |  | ASTM | [8 empty] | EA | 7
삼한 ENG | FITTING | UNION | FORGED FITTING | ORIFICE | A182-F304L | N/A | 1/2" |  |  |  |  | 3000LB | SW |  |  | ASTM | [8 empty] | EA | 5
삼한 ENG | FITTING | UNION | FORGED FITTING | ORIFICE | A182-F316L | N/A | 1/2" |  |  |  |  | 3000LB | PT |  |  | ASTM | [8 empty] | EA | 46
삼한 ENG | FITTING | UNION | FORGED FITTING | ORIFICE | A182-F316L | N/A | 1/2" |  |  |  |  | 6000LB | NPT |  |  | ASTM | [8 empty] | EA | 7
삼한 ENG | FITTING | INSERT | SW | RED | A182-F316L | N/A | 3/4" | 1/2" |  |  |  | 3000LB | SW |  |  | ASTM | [8 empty] | EA | 11
삼한 ENG | FITTING | TEE | FORGED FITTING | RED | A105 | N/A | 1" | 1/2" | 3/4" |  |  | 3000LB | SW |  |  | ASTM | [8 empty] | EA | 7
삼한 ENG | FITTING | TEE | FORGED FITTING | RED | A105 | N/A | 1" | 3/4" | 1" |  |  | 3000LB | SW |  |  | ASTM | [8 empty] | EA | 8
삼한 ENG | FITTING | TEE | FORGED FITTING | RED | A105 | N/A | 1" | 3/4" | 1/2" |  |  | 3000LB | SW |  |  | ASTM | [8 empty] | EA | 34
삼한 ENG | FITTING | TEE | FORGED FITTING | RED | A105 | N/A | 1" | 3/4" | 3/4" |  |  | 3000LB | SW |  |  | ASTM | [8 empty] | EA | 9
삼한 ENG | FITTING | TEE | FORGED FITTING | RED | A105 | N/A | 1" | 1" | 3/4" |  |  | 3000LB | SW |  |  | ASTM | [8 empty] | EA | 2
삼한 ENG | FITTING | TEE | FORGED FITTING | RED | A105 | N/A | 1" | 1/2" | 1/2" |  |  | 3000LB | SW |  |  | ASTM | [8 empty] | EA | 12
삼한 ENG | FITTING | TEE | FORGED FITTING | RED | A105 | N/A | 1" | 1/2" | 1/2" |  |  | 3000LB | SW | SW | PT | ASTM | [8 empty] | EA | 9
삼한 ENG | FITTING | TEE | FORGED FITTING | RED | A105 | N/A | 1" | 3/4" | 3/4" |  |  | 3000LB | SW | SW | PT | ASTM | [8 empty] | EA | 14
삼한 ENG | FITTING | TEE | FORGED FITTING | RED | A105 | N/A | 1" | 1" | 1/2" |  |  | 3000LB | SW | SW | PT | ASTM | [8 empty] | EA | 5
삼한 ENG | FITTING | TEE | FORGED FITTING | RED | A105 | N/A | 1-1/2" | 1/2" | 1/2" |  |  | 3000LB | SW |  |  | ASTM | [8 empty] | EA | 8
삼한 ENG | FITTING | TEE | FORGED FITTING | RED | A105 | N/A | 1-1/2" | 1/2" | 3/4" |  |  | 3000LB | SW |  |  | ASTM | [8 empty] | EA | 1
삼한 ENG | FITTING | TEE | FORGED FITTING | RED | A105 | N/A | 1-1/2" | 1-1/2" | 1" |  |  | 3000LB | SW |  |  | ASTM | [8 empty] | EA | 10
삼한 ENG | FITTING | TEE | FORGED FITTING | RED | A105 | N/A | 1-1/2" | 1-1/2" | 1/2" |  |  | 3000LB | SW |  |  | ASTM | [8 empty] | EA | 1
삼한 ENG | FITTING | TEE | FORGED FITTING | RED | A105 | N/A | 1-1/2" | 1-1/2" | 1-1/4" |  |  | 3000LB | SW |  |  | ASTM | [8 empty] | EA | 2
삼한 ENG | FITTING | TEE | FORGED FITTING | RED | A105 | N/A | 1-1/2" | 1-1/2" | 1/2" |  |  | 3000LB | SW | SW | PT | ASTM | [8 empty] | EA | 8
삼한 ENG | FITTING | TEE | FORGED FITTING | RED | A105 | N/A | 1-1/2" | 1/2" | 3/4" |  |  | 3000LB | SW | SW | PT | ASTM | [8 empty] | EA | 19
삼한 ENG | FITTING | TEE | FORGED FITTING | RED | A105 | N/A | 1-1/4" | 1-1/4" | 1/2" |  |  | 3000LB | SW |  |  | ASTM | [8 empty] | EA | 2
삼한 ENG | FITTING | TEE | FORGED FITTING | RED | A105 | N/A | 2" | 1/2" | 3/4" |  |  | 3000LB | SW |  |  | ASTM | [8 empty] | EA | 4
삼한 ENG | FITTING | TEE | FORGED FITTING | RED | A105 | N/A | 2" | 2" | 1" |  |  | 3000LB | SW |  |  | ASTM | [8 empty] | EA | 5
삼한 ENG | FITTING | TEE | FORGED FITTING | RED | A105 | N/A | 2" | 2" | 1/2" |  |  | 3000LB | SW |  |  | ASTM | [8 empty] | EA | 2
삼한 ENG | FITTING | TEE | FORGED FITTING | RED | A105 | N/A | 2" | 2" | 1-1/2" |  |  | 3000LB | SW |  |  | ASTM | [8 empty] | EA | 5
삼한 ENG | FITTING | TEE | FORGED FITTING | RED | A105 | N/A | 2" | 2" | 3/4" |  |  | 3000LB | SW |  |  | ASTM | [8 empty] | EA | 16
삼한 ENG | FITTING | TEE | FORGED FITTING | RED | A105 | N/A | 2" | 2" | 3/4" |  |  | 3000LB | SW | SW | PT | ASTM | [8 empty] | EA | 4
삼한 ENG | FITTING | TEE | FORGED FITTING | RED | A105 | N/A | 2" | 2" | 3/4" |  |  | 3000LB | SW | SW | PT | ASTM | [8 empty] | EA | 1
삼한 ENG | FITTING | TEE | FORGED FITTING | RED | A105 | N/A | 2" | 3/4" | 3/4" |  |  | 3000LB | SW | SW | PT | ASTM | [8 empty] | EA | 2
삼한 ENG | FITTING | TEE | FORGED FITTING | RED | A105 | N/A | 2" | 2" | 3/4" |  |  | 3000LB | SW | SW | PT | ASTM | [8 empty] | EA | 3
삼한 ENG | FITTING | TEE | FORGED FITTING | RED | A105 | N/A | 2" | 2" | 1-1/2" |  |  | 3000LB | SW | SW | PT | ASTM | [8 empty] | EA | 1
삼한 ENG | FITTING | TEE | FORGED FITTING | RED | A105 | N/A | 2-1/2" | 2-1/2" | 3/4" |  |  | 3000LB | SW |  |  | ASTM | [8 empty] | EA | 5
삼한 ENG | FITTING | TEE | FORGED FITTING | RED | A105 | N/A | 3/4" | 1/2" | 1/2" |  |  | 3000LB | SW |  |  | ASTM | [8 empty] | EA | 14
삼한 ENG | FITTING | TEE | FORGED FITTING | RED | A105 | N/A | 3/4" | 1/2" | 3/4" |  |  | 3000LB | SW |  |  | ASTM | [8 empty] | EA | 39
삼한 ENG | FITTING | TEE | FORGED FITTING | RED | A105 | N/A | 3/4" | 3/4" | 1/2" |  |  | 3000LB | SW |  |  | ASTM | [8 empty] | EA | 9
삼한 ENG | FITTING | TEE | FORGED FITTING | RED | A105 | N/A | 3/4" | 3/4" | 1/2" |  |  | 3000LB | SW | SW | PT | ASTM | [8 empty] | EA | 6
삼한 ENG | FITTING | TEE | FORGED FITTING | RED | A105 | N/A | 3/4" | 1/2" | 1/2" |  |  | 3000LB | SW | SW | PT | ASTM | [8 empty] | EA | 12
삼한 ENG | FITTING | TEE | FORGED FITTING | RED | A105 | N/A | 3/4" | 3/4" | 1/2" |  |  | 3000LB | SW | SW | PT | ASTM | [8 empty] | EA | 27
삼한 ENG | FITTING | TEE | FORGED FITTING | RED | A105 | N/A | 2" | 2" | 1" |  |  | 9000LB | SW |  |  | ASTM | [8 empty] | EA | 4
삼한 ENG | FITTING | TEE | FORGED FITTING | RED | A182-F304L | N/A | 1" |  |  |  |  | 3000LB | PT |  |  | ASTM | [8 empty] | EA | 10
삼한 ENG | FITTING | TEE | FORGED FITTING | RED | A182-F304L | N/A | 1" | 1" | 3/4" |  |  | 3000LB | SW |  |  | ASTM | [8 empty] | EA | 6
삼한 ENG | FITTING | TEE | FORGED FITTING | RED | A182-F304L | N/A | 1" | 3/4" | 1/2" |  |  | 3000LB | SW |  |  | ASTM | [8 empty] | EA | 4
삼한 ENG | FITTING | TEE | FORGED FITTING | RED | A182-F304L | N/A | 1/2" | 1/2" | 3/4" |  |  | 3000LB | SW |  |  | ASTM | [8 empty] | EA | 6
삼한 ENG | FITTING | TEE | FORGED FITTING | RED | A182-F304L | N/A | 1/2" | 3/8" | 3/8" |  |  | 3000LB | SW |  |  | ASTM | [8 empty] | EA | 3
삼한 ENG | FITTING | TEE | FORGED FITTING | RED | A182-F304L | N/A | 1-1/2" | 1-1/2" | 3/4" |  |  | 3000LB | SW |  |  | ASTM | [8 empty] | EA | 1
삼한 ENG | FITTING | TEE | FORGED FITTING | RED | A182-F304L | N/A | 2" | 2" | 3/4" |  |  | 3000LB | SW |  |  | ASTM | [8 empty] | EA | 7
삼한 ENG | FITTING | TEE | FORGED FITTING | RED | A182-F304L | N/A | 3/4" | 1/2" | 1/2" |  |  | 3000LB | SW |  |  | ASTM | [8 empty] | EA | 3
삼한 ENG | FITTING | TEE | FORGED FITTING | RED | A182-F304L | N/A | 3/4" | 3/4" | 1/2" |  |  | 3000LB | SW |  |  | ASTM | [8 empty] | EA | 11
삼한 ENG | FITTING | TEE | FORGED FITTING | RED | A182-F304L | N/A | 3/4" | 3/4" | 3/8" |  |  | 3000LB | SW |  |  | ASTM | [8 empty] | EA | 1
삼한 ENG | FITTING | TEE | FORGED FITTING | RED | A182-F304L | N/A | 3/4" | 3/4" | 1/2" |  |  | 3000LB | SW | SW | PT | ASTM | [8 empty] | EA | 2
삼한 ENG | FITTING | TEE | FORGED FITTING | RED | A182-F304L | N/A | 3/8" | 3/8" | 1/2" |  |  | 3000LB | SW |  |  | ASTM | [8 empty] | EA | 1
삼한 ENG | FITTING | TEE | PIPE FITTING | RED | A403 WP304/304L | N/A | 3" | 3" | 1-1/2" | S40 |  |  | BW | BW | BW | ASTM | [8 empty] | EA | 1
삼한 ENG | FITTING | TEE | PIPE FITTING | RED | A403 WP304/304L | N/A | 3" | 3" | 2" | S40 |  |  | BW | BW | BW | ASTM | [8 empty] | EA | 2
삼한 ENG | FITTING | TEE | PIPE FITTING | RED | A403 WP304/304L | N/A | 1" | 1" | 1/2" | S80 |  |  | BW | BW | BW | ASTM | [8 empty] | EA | 11
삼한 ENG | FITTING | TEE | PIPE FITTING | RED | A403 WP304/304L | N/A | 3" | 3" | 1/2" | S80 |  |  | BW | BW | BW | ASTM | [8 empty] | EA | 3
삼한 ENG | FITTING | TEE | PIPE FITTING | RED | A403 WP304/304L | N/A | 3" | 3" | 2" | S80 |  |  | BW | BW | BW | ASTM | [8 empty] | EA | 1
삼한 ENG | FITTING | TEE | FORGED FITTING | RED | A182-F316L | N/A | 1" | 1" | 1/2" |  |  | 3000LB | SW |  |  | ASTM | [8 empty] | EA | 34
삼한 ENG | FITTING | TEE | FORGED FITTING | RED | A182-F316L | N/A | 1" | 1" | 3/4" |  |  | 3000LB | SW |  |  | ASTM | [8 empty] | EA | 3
삼한 ENG | FITTING | TEE | FORGED FITTING | RED | A182-F316L | N/A | 1" | 1/2" | 1" |  |  | 3000LB | SW |  |  | ASTM | [8 empty] | EA | 2
삼한 ENG | FITTING | TEE | FORGED FITTING | RED | A182-F316L | N/A | 1" | 1" | 3/4" |  |  | 3000LB | SW | SW | PT | ASTM | [8 empty] | EA | 30
삼한 ENG | FITTING | TEE | FORGED FITTING | RED | A182-F316L | N/A | 1/2" | 1/2" | 3/4" |  |  | 3000LB | SW |  |  | ASTM | [8 empty] | EA | 2
삼한 ENG | FITTING | TEE | FORGED FITTING | RED | A182-F316L | N/A | 1-1/2" | 1-1/2" | 1" |  |  | 3000LB | SW |  |  | ASTM | [8 empty] | EA | 4
삼한 ENG | FITTING | TEE | FORGED FITTING | RED | A182-F316L | N/A | 1-1/2" | 1-1/2" | 1/2" |  |  | 3000LB | SW |  |  | ASTM | [8 empty] | EA | 48
삼한 ENG | FITTING | TEE | FORGED FITTING | RED | A182-F316L | N/A | 1-1/2" | 1-1/2" | 3/4" |  |  | 3000LB | SW |  |  | ASTM | [8 empty] | EA | 10
삼한 ENG | FITTING | TEE | FORGED FITTING | RED | A182-F316L | N/A | 1-1/2" | 1-1/2" | 3/4" |  |  | 3000LB | SW | SW | PT | ASTM | [8 empty] | EA | 3
삼한 ENG | FITTING | TEE | FORGED FITTING | RED | A182-F316L | N/A | 1-1/2" | 1-1/2" | 1/2" |  |  | 3000LB | SW | SW | PT | ASTM | [8 empty] | EA | 4
삼한 ENG | FITTING | TEE | FORGED FITTING | RED | A182-F316L | N/A | 1-1/2" | 1/2" | 1/2" |  |  | 3000LB | SW | SW | PT | ASTM | [8 empty] | EA | 4
삼한 ENG | FITTING | TEE | FORGED FITTING | RED | A182-F316L | N/A | 2" | 2" | 3/4" |  |  | 3000LB | SW |  |  | ASTM | [8 empty] | EA | 6
삼한 ENG | FITTING | TEE | FORGED FITTING | RED | A182-F316L | N/A | 3/4" | 3/4" | 1/2" |  |  | 3000LB | SW | SW | NPT | ASTM | [8 empty] | EA | 8
삼한 ENG | FITTING | TEE | FORGED FITTING | RED | A182-F316L | N/A | 3/4" | 3/4" | 1/2" |  |  | 3000LB | PT |  |  | ASTM | [8 empty] | EA | 12
삼한 ENG | FITTING | TEE | FORGED FITTING | RED | A182-F316L | N/A | 3/4" | 3/4" | 1/2" |  |  | 3000LB | SW |  |  | ASTM | [8 empty] | EA | 6
삼한 ENG | FITTING | TEE | FORGED FITTING | RED | A182-F316L | N/A | 3/4" | 3/4" | 1/2" |  |  | 3000LB | SW | SW | PT | ASTM | [8 empty] | EA | 27
삼한 ENG | FITTING | TEE | FORGED FITTING | RED | A182-F316L | N/A | 3/4" | 1/2" | 3/4" |  |  | 3000LB | SW | SW | PT | ASTM | [8 empty] | EA | 5
삼한 ENG | FITTING | TEE | FORGED FITTING | RED | A182-F316L | N/A | 3/4" | 3/4" | 1/2" |  |  | 3000LB | SW | SW | PT | ASTM | [8 empty] | EA | 11
삼한 ENG | FITTING | TEE | FORGED FITTING | RED | A182-F316L | N/A | 3/8" | 3/8" | 1/2" |  |  | 3000LB | PT |  |  | ASTM | [8 empty] | EA | 16
삼한 ENG | FITTING | TEE | FORGED FITTING | RED | A182-F51 | N/A | 1" | 1" | 1/2" |  |  | 3000LB | PT |  |  | ASTM | [8 empty] | EA | 6
삼한 ENG | FITTING | TEE | PIPE FITTING | RED | A234-WPB | N/A | 2" | 2" | 3/4" | S160 |  |  | BW | BW | BW | ASTM | [8 empty] | EA | 4
삼한 ENG | FITTING | TEE | PIPE FITTING | RED | A234-WPB | N/A | 2" | 2" | 3/4" | S40 |  |  | BW | BW | BW | ASTM | [8 empty] | EA | 8
삼한 ENG | FITTING | TEE | PIPE FITTING | RED | A234-WPB | N/A | 1-1/2" | 1-1/2" | 1/2" | S80 |  |  | BW | BW | BW | ASTM | [8 empty] | EA | 28
삼한 ENG | FITTING | TEE | PIPE FITTING | RED | A234-WPB | N/A | 1-1/2" | 1-1/2" | 3/4" | S80 |  |  | BW | BW | BW | ASTM | [8 empty] | EA | 2
삼한 ENG | FITTING | TEE | PIPE FITTING | RED | A234-WPB | N/A | 2" | 2" | 1/2" | S80 |  |  | BW | BW | BW | ASTM | [8 empty] | EA | 2
삼한 ENG | FITTING | TEE | PIPE FITTING | RED | A234-WPB | N/A | 2-1/2" | 2-1/2" | 2" | S80 |  |  | BW | BW | BW | ASTM | [8 empty] | EA | 6
삼한 ENG | FITTING | TEE | PIPE FITTING | RED | A234-WPB | N/A | 3/4" | 3/4" | 1/2" | S80 |  |  | BW | BW | BW | ASTM | [8 empty] | EA | 94
삼한 ENG | FITTING | TEE | FORGED FITTING | RED | A350-LF2 | N/A | 1" | 1" | 1/2" |  |  | 3000LB | SW | SW | PT | ASTM | [8 empty] | EA | 4
삼한 ENG | FITTING | TEE | PIPE FITTING | RED | A420 WPL6 | N/A | 3/4" | 3/4" | 1/2" | S160 |  |  | BW | BW | BW | ASTM | [8 empty] | EA | 8
삼한 ENG | FITTING | TEE | PIPE FITTING | RED | A403-WP304/L | N/A | 5" | 5" | 4" | S40 |  |  | BW | BW | BW | ASTM | [8 empty] | EA | 4
삼한 ENG | FITTING | TEE | PIPE FITTING | RED | A403-WP316L | N/A | 3/4" | 3/4" | 1/2" | S160 |  |  | BW | BW | BW | ASTM | [8 empty] | EA | 8
삼한 ENG | FITTING | TEE | PIPE FITTING | RED | A403-WP316L | N/A | 3" | 3" | 1" | S40 |  |  | BW | BW | BW | ASTM | [8 empty] | EA | 1
삼한 ENG | FITTING | TEE | PIPE FITTING | RED | A403-WP316L | N/A | 3/4" | 3/4" | 1/2" | S40 |  |  | BW | BW | BW | ASTM | [8 empty] | EA | 11
삼한 ENG | FITTING | TEE | PIPE FITTING | RED | A403-WP316L | N/A | 1" | 1" | 3/4" | S80 |  |  | BW | BW | BW | ASTM | [8 empty] | EA | 22
삼한 ENG | FITTING | TEE | PIPE FITTING | RED | A403-WP316L | N/A | 1-1/2" | 1-1/2" | 1" | S80 |  |  | BW | BW | BW | ASTM | [8 empty] | EA | 9
삼한 ENG | FITTING | TEE | PIPE FITTING | RED | A403-WP316L | N/A | 1-1/2" | 1-1/2" | 1/2" | S80 |  |  | BW | BW | BW | ASTM | [8 empty] | EA | 21
삼한 ENG | FITTING | TEE | PIPE FITTING | RED | A403-WP316L | N/A | 1-1/2" | 1-1/2" | 3/4" | S80 |  |  | BW | BW | BW | ASTM | [8 empty] | EA | 1
삼한 ENG | FITTING | TEE | PIPE FITTING | RED | A403-WP316L | N/A | 2" | 2" | 1-1/2" | S80 |  |  | BW | BW | BW | ASTM | [8 empty] | EA | 2
삼한 ENG | FITTING | TEE | PIPE FITTING | RED | A403-WP316L | N/A | 2" | 2" | 3/4" | S80 |  |  | BW | BW | BW | ASTM | [8 empty] | EA | 8
삼한 ENG | FITTING | TEE | PIPE FITTING | RED | A403-WP316L | N/A | 3" | 3" | 1-1/2" | S80 |  |  | BW | BW | BW | ASTM | [8 empty] | EA | 4
삼한 ENG | FITTING | TEE | PIPE FITTING | RED | A403-WP316L | N/A | 3" | 3" | 2" | S80 |  |  | BW | BW | BW | ASTM | [8 empty] | EA | 4
삼한 ENG | FITTING | TEE | PIPE FITTING | RED | A403-WP316L | N/A | 3/4" | 3/4" | 1/2" | S80 |  |  | BW | BW | BW | ASTM | [8 empty] | EA | 2
삼한 ENG | FITTING | REDUCER | FORGED FITTING |  | A105 | N/A | 1" | 3/4" |  |  |  | 3000LB | SW |  |  | ASTM | [8 empty] | EA | 21
삼한 ENG | FITTING | REDUCER | FORGED FITTING |  | A105 | N/A | 1" | 3/8" |  |  |  | 3000LB | SW |  |  | ASTM | [8 empty] | EA | 2
삼한 ENG | FITTING | REDUCER | FORGED FITTING |  | A105 | N/A | 1-1/2" | 3/4" |  |  |  | 3000LB | SW |  |  | ASTM | [8 empty] | EA | 2
삼한 ENG | FITTING | REDUCER | FORGED FITTING |  | A105 | N/A | 2" | 1-1/2" |  |  |  | 3000LB | SW |  |  | ASTM | [8 empty] | EA | 10
삼한 ENG | FITTING | REDUCER | FORGED FITTING |  | A105 | N/A | 2-1/2" | 2" |  |  |  | 3000LB | SW |  |  | ASTM | [8 empty] | EA | 10
삼한 ENG | FITTING | REDUCER | FORGED FITTING |  | A182-F304L | N/A | 1" | 1/2" |  |  |  | 3000LB | SW |  |  | ASTM | [8 empty] | EA | 23
삼한 ENG | FITTING | REDUCER | FORGED FITTING |  | A182-F304L | N/A | 1-1/2" | 1" |  |  |  | 3000LB | SW |  |  | ASTM | [8 empty] | EA | 8
삼한 ENG | FITTING | REDUCER | FORGED FITTING |  | A182-F304L | N/A | 3/4" | 1/2" |  |  |  | 3000LB | SW |  |  | ASTM | [8 empty] | EA | 21
삼한 ENG | FITTING | REDUCER | FORGED FITTING |  | A182-F304L | N/A | 1" | 1/2" |  |  |  | 6000LB | SW |  |  | ASTM | [8 empty] | EA | 24
삼한 ENG | FITTING | REDUCER | PIPE FITTING | CON | A403-WP304/L | N/A | 1-1/2" | 3/4" |  | S40 |  |  | BW |  |  | ASTM | [8 empty] | EA | 4
삼한 ENG | FITTING | REDUCER | PIPE FITTING | CON | A403-WP304/L | N/A | 3/4" | 1/2" |  | S40 |  |  | BW |  |  | ASTM | [8 empty] | EA | 3
삼한 ENG | FITTING | REDUCER | PIPE FITTING | CON | A403-WP304/L | N/A | 4" | 2-1/2" |  | S40 |  |  | BW |  |  | ASTM | [8 empty] | EA | 6
삼한 ENG | FITTING | REDUCER | PIPE FITTING | CON | A403-WP304/L | N/A | 3" | 1/2" |  | S80 |  |  | BW |  |  | ASTM | [8 empty] | EA | 6
삼한 ENG | FITTING | REDUCER | PIPE FITTING | CON | A403-WP304/L | N/A | 3/4" | 1/2" |  | S80 |  |  | BW |  |  | ASTM | [8 empty] | EA | 17
삼한 ENG | FITTING | REDUCER | PIPE FITTING | CON | A403-WP304/L | N/A | 6" | 4" |  | S80 |  |  | BW |  |  | ASTM | [8 empty] | EA | 2
삼한 ENG | FITTING | REDUCER | FORGED FITTING |  | A182-F316L | N/A | 1" | 1/2" |  |  |  | 3000LB | SW |  |  | ASTM | [8 empty] | EA | 8
삼한 ENG | FITTING | REDUCER | FORGED FITTING |  | A182-F316L | N/A | 1-1/2" | 1/2" |  |  |  | 3000LB | SW |  |  | ASTM | [8 empty] | EA | 8
삼한 ENG | FITTING | REDUCER | FORGED FITTING |  | A182-F316L | N/A | 2" | 1" |  |  |  | 6000LB | SW |  |  | ASTM | [8 empty] | EA | 4
삼한 ENG | FITTING | REDUCER | FORGED FITTING |  | A182-F51 | N/A | 1" | 1/2" |  |  |  | 3000LB | SW |  |  | ASTM | [8 empty] | EA | 5
삼한 ENG | FITTING | REDUCER | FORGED FITTING |  | A182-F51 | N/A | 2" | 1" |  |  |  | 3000LB | SW |  |  | ASTM | [8 empty] | EA | 5
삼한 ENG | FITTING | REDUCER | PIPE FITTING | CON | A234-WPB | N/A | 1-3/4" | 확인필 |  | S160 |  |  | BW |  |  | ASTM | [8 empty] | EA | 4
삼한 ENG | FITTING | REDUCER | PIPE FITTING | CON | A234-WPB | N/A | 2-1/2" | 2" |  | S40 |  |  | BW |  |  | ASTM | [8 empty] | EA | 5
삼한 ENG | FITTING | REDUCER | PIPE FITTING | CON | A234-WPB | N/A | 4" | 2" |  | S40 |  |  | BW |  |  | ASTM | [8 empty] | EA | 24
삼한 ENG | FITTING | REDUCER | PIPE FITTING | CON | A234-WPB | N/A | 2" | 1-1/2" |  | S80 |  |  | BW |  |  | ASTM | [8 empty] | EA | 20
삼한 ENG | FITTING | REDUCER | PIPE FITTING | CON | A234-WPB | N/A | 2" | 1-1/4" |  | S80 |  |  | BW |  |  | ASTM | [8 empty] | EA | 1
삼한 ENG | FITTING | REDUCER | PIPE FITTING | CON | A234-WPB | N/A | 2" | 3/4" |  | S80 |  |  | BW |  |  | ASTM | [8 empty] | EA | 27
삼한 ENG | FITTING | REDUCER | PIPE FITTING | CON | A234-WPB | N/A | 3" | 2" |  | S80 |  |  | BW |  |  | ASTM | [8 empty] | EA | 4
삼한 ENG | FITTING | REDUCER | PIPE FITTING | CON | A234-WPB | N/A | 4" | 3" |  | S80 |  |  | BW |  |  | ASTM | [8 empty] | EA | 20
삼한 ENG | FITTING | REDUCER | PIPE FITTING | CON | A234-WPB | N/A | 4" | 1-1/2" |  | XXS |  |  | BW |  |  | ASTM | [8 empty] | EA | 12
삼한 ENG | FITTING | REDUCER | FORGED FITTING |  | A350-LF2 | N/A | 1" | 3/4" |  |  |  | 6000LB | SW |  |  | ASTM | [8 empty] | EA | 6
삼한 ENG | FITTING | REDUCER | PIPE FITTING | CON | A403-WP304/L | N/A | 5" | 3" |  | S40 |  |  | BW |  |  | ASTM | [8 empty] | EA | 4
삼한 ENG | FITTING | REDUCER | PIPE FITTING | CON | A403-WP304L | N/A | 2" | 1-1/2" |  | S40 |  |  | BW |  |  | ASTM | [8 empty] | EA | 8
삼한 ENG | FITTING | REDUCER | PIPE FITTING | CON | A403-WP304L | N/A | 1-1/2" | 3/4" |  | S80 |  |  | BW |  |  | ASTM | [8 empty] | EA | 4
삼한 ENG | FITTING | REDUCER | PIPE FITTING | CON | A403-WP316L | N/A | 1" | 3/4" |  | S160 |  |  | BW |  |  | ASTM | [8 empty] | EA | 1
삼한 ENG | FITTING | REDUCER | PIPE FITTING | CON | A403-WP316L | N/A | 3/4" | 1/2" |  | S160 |  |  | BW |  |  | ASTM | [8 empty] | EA | 32
삼한 ENG | FITTING | REDUCER | PIPE FITTING | CON | A403-WP316L | N/A | 3" | 2" |  | S40 |  |  | BW |  |  | ASTM | [8 empty] | EA | 1
삼한 ENG | FITTING | REDUCER | PIPE FITTING | CON | A403-WP316L | N/A | 4" | 2" |  | S40 |  |  | BW |  |  | ASTM | [8 empty] | EA | 16
삼한 ENG | FITTING | REDUCER | PIPE FITTING | CON | A403-WP316L | N/A | 4" | 3" |  | S40 |  |  | BW |  |  | ASTM | [8 empty] | EA | 8
삼한 ENG | FITTING | REDUCER | PIPE FITTING | CON | A403-WP316L | N/A | 1" | 3/4" |  | S80 |  |  | BW |  |  | ASTM | [8 empty] | EA | 2
삼한 ENG | FITTING | REDUCER | PIPE FITTING | CON | A403-WP316L | N/A | 1-1/2" | 1" |  | S80 |  |  | BW |  |  | ASTM | [8 empty] | EA | 6
삼한 ENG | FITTING | REDUCER | PIPE FITTING | CON | A403-WP316L | N/A | 1-1/2" | 1/2" |  | S80 |  |  | BW |  |  | ASTM | [8 empty] | EA | 5
삼한 ENG | FITTING | REDUCER | PIPE FITTING | CON | A403-WP316L | N/A | 1-1/2" | 3/4" |  | S80 |  |  | BW |  |  | ASTM | [8 empty] | EA | 14
삼한 ENG | FITTING | REDUCER | PIPE FITTING | CON | A403-WP316L | N/A | 2" | 1" |  | S80 |  |  | BW |  |  | ASTM | [8 empty] | EA | 7
삼한 ENG | FITTING | REDUCER | PIPE FITTING | CON | A403-WP316L | N/A | 2" | 1-1/2" |  | S80 |  |  | BW |  |  | ASTM | [8 empty] | EA | 2
삼한 ENG | FITTING | REDUCER | PIPE FITTING | CON | A403-WP316L | N/A | 2" | 3/4" |  | S80 |  |  | BW |  |  | ASTM | [8 empty] | EA | 10
삼한 ENG | FITTING | REDUCER | PIPE FITTING | CON | A403-WP316L | N/A | 3" | 1-1/2" |  | S80 |  |  | BW |  |  | ASTM | [8 empty] | EA | 32
삼한 ENG | FITTING | REDUCER | PIPE FITTING | CON | A403-WP316L | N/A | 3" | 2" |  | S80 |  |  | BW |  |  | ASTM | [8 empty] | EA | 4
삼한 ENG | FITTING | REDUCER | PIPE FITTING | CON | A403-WP316L | N/A | 3/4" | 1/2" |  | S80 |  |  | BW |  |  | ASTM | [8 empty] | EA | 80
삼한 ENG | FITTING | STUB END | PIPE FITTING |  | A403-WP316L | N/A | 1/2" |  |  | S160 |  |  | BW |  |  | ASTM | [8 empty] | EA | 32
삼한 ENG | FITTING | STUB END | PIPE FITTING |  | A403-WP316L | N/A | 3/4" |  |  | S160 |  |  | BW |  |  | ASTM | [8 empty] | EA | 1
삼한 ENG | FITTING | STUB END | PIPE FITTING |  | A403-WP316L | N/A | 1/2" |  |  | S80 |  |  | BW |  |  | ASTM | [8 empty] | EA | 17
삼한 ENG | FITTING | STUB END | PIPE FITTING |  | A403-WP316L | N/A | 3/4" |  |  | S80 |  |  | BW |  |  | ASTM | [8 empty] | EA | 21
삼한 ENG | FITTING | STUB END | PIPE FITTING |  | A403-WP316L | N/A | 1/2" |  |  | S80 |  |  | BW |  |  | ASTM | [8 empty] | EA | 36
삼한 ENG | FITTING | STUB END | PIPE FITTING |  | A403-WP316L | N/A | 3/4" |  |  | S80 |  |  | BW |  |  | ASTM | [8 empty] | EA | 24
삼한 ENG | FITTING | TEE | FORGED FITTING |  | A105 | N/A | 1" |  |  |  |  | 3000LB | PT |  |  | ASTM | [8 empty] | EA | 2
삼한 ENG | FITTING | TEE | FORGED FITTING |  | A105 | N/A | 1" |  |  |  |  | 3000LB | SW | PT |  | ASTM | [8 empty] | EA | 20
삼한 ENG | FITTING | TEE | FORGED FITTING |  | A105 | N/A | 1/2" |  |  |  |  | 3000LB | SW | PT |  | ASTM | [8 empty] | EA | 2
삼한 ENG | FITTING | TEE | FORGED FITTING |  | A105 | N/A | 1/2" |  |  |  |  | 3000LB | SW | SW |  | ASTM | [8 empty] | EA | 224
삼한 ENG | FITTING | TEE | FORGED FITTING |  | A105 | N/A | 1/2" |  |  |  |  | 3000LB | SW | NPT |  | ASTM | [8 empty] | EA | 11
삼한 ENG | FITTING | TEE | FORGED FITTING |  | A105 | N/A | 1/2" |  |  |  |  | 3000LB | SW | PT |  | ASTM | [8 empty] | EA | 1
삼한 ENG | FITTING | TEE | FORGED FITTING |  | A105 | N/A | 1/2" |  |  |  |  | 3000LB | SW | PT |  | ASTM | [8 empty] | EA | 6
삼한 ENG | FITTING | TEE | FORGED FITTING | RED | A105 | N/A | 3/4" | 3/4" | 1/2" |  |  | 3000LB | SW | SW | PT | ASTM | [8 empty] | EA | 4
삼한 ENG | FITTING | TEE | FORGED FITTING |  | A105 | N/A | 3/4" |  |  |  |  | 3000LB | SW | SW |  | ASTM | [8 empty] | EA | 64
삼한 ENG | FITTING | TEE | FORGED FITTING |  | A105 | N/A | 3/4" |  |  |  |  | 3000LB | SW*NPT | SW |  | ASTM | [8 empty] | EA | 21
삼한 ENG | FITTING | TEE | FORGED FITTING |  | A105 | N/A | 3/4" |  |  |  |  | 3000LB | SW*SW | PT |  | ASTM | [8 empty] | EA | 51
삼한 ENG | FITTING | TEE | FORGED FITTING |  | A105 | N/A | 1" |  |  |  |  | 6000LB | SW |  |  | ASTM | [8 empty] | EA | 2
삼한 ENG | FITTING | TEE | FORGED FITTING |  | A105 | N/A | 1/2" |  |  |  |  | 6000LB | SW |  |  | ASTM | [8 empty] | EA | 4
삼한 ENG | FITTING | TEE | FORGED FITTING |  | A105 | N/A | 2" |  |  |  |  | 6000LB | SW |  |  | ASTM | [8 empty] | EA | 8
삼한 ENG | FITTING | TEE | FORGED FITTING |  | A105 | N/A | 3/4" |  |  |  |  | 6000LB | SW |  |  | ASTM | [8 empty] | EA | 7
삼한 ENG | FITTING | TEE | FORGED FITTING |  | A182-F304/L | N/A | 1/2" |  |  |  |  | 3000LB | SW |  |  | ASTM | [8 empty] | EA | 18
삼한 ENG | FITTING | TEE | FORGED FITTING |  | A182-F304L | N/A | 1" |  |  |  |  | 3000LB | SW |  |  | ASTM | [8 empty] | EA | 1
삼한 ENG | FITTING | TEE | FORGED FITTING |  | A182-F304L | N/A | 1/2" |  |  |  |  | 3000LB | PT |  |  | ASTM | [8 empty] | EA | 4
삼한 ENG | FITTING | TEE | FORGED FITTING |  | A182-F304L | N/A | 1/2" |  |  |  |  | 3000LB | SW |  |  | ASTM | [8 empty] | EA | 5
삼한 ENG | FITTING | TEE | FORGED FITTING | RED | A182-F304L | N/A | 1/2" | 1/2" | 1" |  |  | 3000LB | SW |  |  | ASTM | [8 empty] | EA | 3
삼한 ENG | FITTING | TEE | FORGED FITTING |  | A182-F304L | N/A | 1/2" |  |  |  |  | 3000LB | SW*PT | SW |  | ASTM | [8 empty] | EA | 3
삼한 ENG | FITTING | TEE | FORGED FITTING |  | A182-F304L | N/A | 3/4" |  |  |  |  | 3000LB | NPT*SW | SW |  | ASTM | [8 empty] | EA | 6
삼한 ENG | FITTING | TEE | FORGED FITTING |  | A182-F304L | N/A | 3/4" |  |  |  |  | 3000LB | SW |  |  | ASTM | [8 empty] | EA | 111
삼한 ENG | FITTING | TEE | FORGED FITTING |  | A182-F304L | N/A | 3/8" |  |  |  |  | 3000LB | PT |  |  | ASTM | [8 empty] | EA | 1
삼한 ENG | FITTING | TEE | FORGED FITTING |  | A182-F304L | N/A | 3/8" |  |  |  |  | 3000LB | SW |  |  | ASTM | [8 empty] | EA | 350
삼한 ENG | FITTING | TEE | FORGED FITTING |  | A182-F304L | N/A | 3/8" |  |  |  |  | 3000LB | SW*SW | PT |  | ASTM | [8 empty] | EA | 3
삼한 ENG | FITTING | TEE | FORGED FITTING |  | A182-F304L | N/A | 1/2" |  |  |  |  | 6000LB | SW |  |  | ASTM | [8 empty] | EA | 6
삼한 ENG | FITTING | TEE | FORGED FITTING |  | A182-F304L | N/A | 3/8" |  |  |  |  | 6000LB | SW |  |  | ASTM | [8 empty] | EA | 4
삼한 ENG | FITTING | TEE | FORGED FITTING |  | A182-F304L | N/A | 3/8" |  |  |  |  | 6000LB | SW*PT | SW |  | ASTM | [8 empty] | EA | 1
삼한 ENG | FITTING | TEE | PIPE FITTING | STRAIGHT | A403-WP304L | N/A | 1-1/2" |  |  | S40 |  |  | BW |  |  | ASTM | [8 empty] | EA | 3
삼한 ENG | FITTING | TEE | FORGED FITTING |  | A182-F316/L | N/A | 3/8" |  |  |  |  | 3000LB | PT |  |  | ASTM | [8 empty] | EA | 3
삼한 ENG | FITTING | TEE | FORGED FITTING |  | A182-F316L | N/A | 1" |  |  |  |  | 3000LB | SW |  |  | ASTM | [8 empty] | EA | 38
삼한 ENG | FITTING | TEE | FORGED FITTING |  | A182-F316L | N/A | 1/2" |  |  |  |  | 3000LB | NPT |  |  | ASTM | [8 empty] | EA | 3
삼한 ENG | FITTING | TEE | FORGED FITTING |  | A182-F316L | N/A | 1/2" |  |  |  |  | 3000LB | NPT*SW | SW |  | ASTM | [8 empty] | EA | 9
삼한 ENG | FITTING | TEE | FORGED FITTING |  | A182-F316L | N/A | 1/2" |  |  |  |  | 3000LB | PT |  |  | ASTM | [8 empty] | EA | 131
삼한 ENG | FITTING | TEE | FORGED FITTING |  | A182-F316L | N/A | 1/2" |  |  |  |  | 3000LB | PT*SW | SW |  | ASTM | [8 empty] | EA | 41
삼한 ENG | FITTING | TEE | FORGED FITTING |  | A182-F316L | N/A | 1/2" |  |  |  |  | 3000LB | SW |  |  | ASTM | [8 empty] | EA | 15
삼한 ENG | FITTING | TEE | FORGED FITTING |  | A182-F316L | N/A | 1/2" |  |  |  |  | 3000LB | SW*SW | PT |  | ASTM | [8 empty] | EA | 36
삼한 ENG | FITTING | TEE | FORGED FITTING |  | A182-F316L | N/A | 1-1/2" |  |  |  |  | 3000LB | SW |  |  | ASTM | [8 empty] | EA | 6
삼한 ENG | FITTING | TEE | FORGED FITTING |  | A182-F316L | N/A | 2" |  |  |  |  | 3000LB | SW |  |  | ASTM | [8 empty] | EA | 4
삼한 ENG | FITTING | TEE | FORGED FITTING |  | A182-F316L | N/A | 3/4" |  |  |  |  | 3000LB | NPT |  |  | ASTM | [8 empty] | EA | 22
삼한 ENG | FITTING | TEE | FORGED FITTING |  | A182-F316L | N/A | 3/4" |  |  |  |  | 3000LB | NPT*SW | SW |  | ASTM | [8 empty] | EA | 14
삼한 ENG | FITTING | TEE | FORGED FITTING |  | A182-F316L | N/A | 3/4" |  |  |  |  | 3000LB | SW |  |  | ASTM | [8 empty] | EA | 66
삼한 ENG | FITTING | TEE | FORGED FITTING |  | A182-F316L | N/A | 3/4" |  |  |  |  | 3000LB | SW*PT | PT |  | ASTM | [8 empty] | EA | 8
삼한 ENG | FITTING | TEE | FORGED FITTING |  | A182-F316L | N/A | 3/4" |  |  |  |  | 3000LB | SW*PT | SW |  | ASTM | [8 empty] | EA | 124
삼한 ENG | FITTING | TEE | FORGED FITTING |  | A182-F316L | N/A | 3/4" |  |  |  |  | 3000LB | SW*SW | PT |  | ASTM | [8 empty] | EA | 31
삼한 ENG | FITTING | TEE | FORGED FITTING |  | A182-F316L | N/A | 3/8" |  |  |  |  | 3000LB | PT |  |  | ASTM | [8 empty] | EA | 1
삼한 ENG | FITTING | TEE | FORGED FITTING |  | A182-F316L | N/A | 3/8" |  |  |  |  | 3000LB | SW |  |  | ASTM | [8 empty] | EA | 470
삼한 ENG | FITTING | TEE | FORGED FITTING |  | A182-F316L | N/A | 1/2" |  |  |  |  | 6000LB | SW |  |  | ASTM | [8 empty] | EA | 8
삼한 ENG | FITTING | TEE | FORGED FITTING |  | A182-F316L | N/A | 3/4" |  |  |  |  | 6000LB | SW |  |  | ASTM | [8 empty] | EA | 23
삼한 ENG | FITTING | TEE | FORGED FITTING |  | A182-F51 | N/A | 1" |  |  |  |  | 3000LB | SW |  |  | ASTM | [8 empty] | EA | 3
삼한 ENG | FITTING | TEE | FORGED FITTING |  | A182-F51 | N/A | 3/4" |  |  |  |  | 3000LB | SW |  |  | ASTM | [8 empty] | EA | 4
삼한 ENG | FITTING | TEE | FORGED FITTING |  | A182-F51 | N/A | 3/8" |  |  |  |  | 3000LB | SW |  |  | ASTM | [8 empty] | EA | 2
삼한 ENG | FITTING | TEE | FORGED FITTING |  | A182-F53 | N/A | 1" |  |  |  |  | 3000LB | SW |  |  | ASTM | [8 empty] | EA | 3
삼한 ENG | FITTING | TEE | PIPE FITTING | STRAIGHT | A234-WPB | N/A | 1" |  |  | S160 |  |  | BW |  |  | ASTM | [8 empty] | EA | 3
삼한 ENG | FITTING | TEE | PIPE FITTING | STRAIGHT | A234-WPB | N/A | 3/4" |  |  | S160 |  |  | BW |  |  | ASTM | [8 empty] | EA | 32
삼한 ENG | FITTING | TEE | PIPE FITTING | STRAIGHT | A234-WPB | N/A | 1/2" |  |  | S80 |  |  | BW |  |  | ASTM | [8 empty] | EA | 33
삼한 ENG | FITTING | TEE | PIPE FITTING | STRAIGHT | A234-WPB | N/A | 3/4" |  |  | S80 |  |  | BW |  |  | ASTM | [8 empty] | EA | 1
삼한 ENG | FITTING | TEE | FORGED FITTING |  | A350-LF2 | N/A | 1/2" |  |  |  |  | 3000LB | SW |  |  | ASTM | [8 empty] | EA | 1
삼한 ENG | FITTING | TEE | PIPE FITTING | STRAIGHT | A420 WPL6 | N/A | 3/4" |  |  | S160 |  |  | BW |  |  | ASTM | [8 empty] | EA | 2
삼한 ENG | FITTING | TEE | PIPE FITTING | STRAIGHT | A403-WP304L | N/A | 1-1/2" |  |  | S80 |  |  | BW |  |  | ASTM | [8 empty] | EA | 1
삼한 ENG | FITTING | TEE | PIPE FITTING | STRAIGHT | A403-WP316L | N/A | 1" |  |  | S160 |  |  | BW |  |  | ASTM | [8 empty] | EA | 1
삼한 ENG | FITTING | TEE | PIPE FITTING | STRAIGHT | A403-WP316L | N/A | 1/2" |  |  | S160 |  |  | BW |  |  | ASTM | [8 empty] | EA | 3
삼한 ENG | FITTING | TEE | PIPE FITTING | STRAIGHT | A403-WP316L | N/A | 3/4" |  |  | S160 |  |  | BW |  |  | ASTM | [8 empty] | EA | 7
삼한 ENG | FITTING | TEE | PIPE FITTING | STRAIGHT | A403-WP316L | N/A | 1" |  |  | S80 |  |  | BW |  |  | ASTM | [8 empty] | EA | 2
삼한 ENG | FITTING | TEE | PIPE FITTING | STRAIGHT | A403-WP316L | N/A | 1/2" |  |  | S80 |  |  | BW |  |  | ASTM | [8 empty] | EA | 6
삼한 ENG | FITTING | TEE | PIPE FITTING | STRAIGHT | A403-WP316L | N/A | 3/4" |  |  | S80 |  |  | BW |  |  | ASTM | [8 empty] | EA | 12
삼한 ENG | FITTING | TEE | PIPE FITTING | STRAIGHT | A815 S32750 | N/A | 3/4" |  |  | S160 |  |  | BW |  |  | ASTM | [8 empty] | EA | 3
삼한 ENG | FITTING | TEE | PIPE FITTING | STRAIGHT | A815 S32750 | N/A | 1/2" |  |  | S80 |  |  | BW |  |  | ASTM | [8 empty] | EA | 2
삼한 ENG | FITTING | TEE | PIPE FITTING | STRAIGHT | A815 S32750 | N/A | 3/4" |  |  | S80 |  |  | BW |  |  | ASTM | [8 empty] | EA | 4
삼한 ENG | FITTING | UNION | FORGED FITTING | O-RING | A105 | N/A | 1/2" |  |  |  |  | 3000LB | PT |  |  | ASTM | [8 empty] | EA | 8
삼한 ENG | FITTING | UNION | FORGED FITTING |  | A105 | N/A | 1/2" |  |  |  |  | 3000LB | SW |  |  | ASTM | [8 empty] | EA | 14
삼한 ENG | FITTING | UNION | FORGED FITTING |  | A105 | N/A | 3/4" |  |  |  |  | 3000LB | SW |  |  | ASTM | [8 empty] | EA | 1
삼한 ENG | FITTING | UNION | FORGED FITTING | O-RING | A105 | N/A | 3/4" |  |  |  |  | 3000LB | SW |  |  | ASTM | [8 empty] | EA | 18
삼한 ENG | FITTING | UNION | FORGED FITTING |  | A105 | N/A | 3/8" |  |  |  |  | 3000LB | SW |  |  | ASTM | [8 empty] | EA | 5
삼한 ENG | FITTING | UNION | FORGED FITTING | O-RING | A105 | N/A | 3/8" |  |  |  |  | 3000LB | SW |  |  | ASTM | [8 empty] | EA | 11
삼한 ENG | FITTING | UNION | FORGED FITTING | O-RING | A105 | N/A | 3/4" |  |  |  |  | 6000LB | SW |  |  | ASTM | [8 empty] | EA | 11
삼한 ENG | FITTING | UNION | FORGED FITTING |  | A105 | N/A | 3/8" |  |  |  |  | 6000LB | SW |  |  | ASTM | [8 empty] | EA | 12
삼한 ENG | FITTING | UNION | FORGED FITTING |  | A182-F304/L | N/A | 3/4" |  |  |  |  | 3000LB | PT |  |  | ASTM | [8 empty] | EA | 2
삼한 ENG | FITTING | UNION | FORGED FITTING |  | A182-F304/L | N/A | 3/5" |  |  |  |  | 3000LB | PT |  |  | ASTM | [8 empty] | EA | 1
삼한 ENG | FITTING | UNION | FORGED FITTING |  | A182-F304L | N/A | 1" |  |  |  |  | 3000LB | PT |  |  | ASTM | [8 empty] | EA | 3
삼한 ENG | FITTING | UNION | FORGED FITTING |  | A182-F304L | N/A | 1" |  |  |  |  | 3000LB | SW |  |  | ASTM | [8 empty] | EA | 6
삼한 ENG | FITTING | UNION | FORGED FITTING |  | A182-F304L | N/A | 1/2" |  |  |  |  | 3000LB | SW |  |  | ASTM | [8 empty] | EA | 3
삼한 ENG | FITTING | UNION | FORGED FITTING |  | A182-F304L | N/A | 1/4" |  |  |  |  | 3000LB | PT |  |  | ASTM | [8 empty] | EA | 6
삼한 ENG | FITTING | UNION | FORGED FITTING |  | A182-F304L | N/A | 3/4" |  |  |  |  | 3000LB | PT |  |  | ASTM | [8 empty] | EA | 1
삼한 ENG | FITTING | UNION | FORGED FITTING |  | A182-F304L | N/A | 3/4" |  |  |  |  | 3000LB | SW |  |  | ASTM | [8 empty] | EA | 12
삼한 ENG | FITTING | UNION | FORGED FITTING |  | A182-F304L | N/A | 3/8" |  |  |  |  | 3000LB | SW |  |  | ASTM | [8 empty] | EA | 2
삼한 ENG | FITTING | UNION | FORGED FITTING |  | A182-F304L | N/A | 1/2" |  |  |  |  | 6000LB | SW |  |  | ASTM | [8 empty] | EA | 3
삼한 ENG | FITTING | UNION | FORGED FITTING |  | A182-F316/L | N/A | 3/8" |  |  |  |  | 3000LB | SW |  |  | ASTM | [8 empty] | EA | 3
삼한 ENG | FITTING | UNION | FORGED FITTING |  | A182-F316L | N/A | 1" |  |  |  |  | 3000LB | SW |  |  | ASTM | [8 empty] | EA | 53
삼한 ENG | FITTING | UNION | FORGED FITTING |  | A182-F316L | N/A | 1/2" |  |  |  |  | 3000LB | SW |  |  | ASTM | [8 empty] | EA | 87
삼한 ENG | FITTING | UNION | FORGED FITTING |  | A182-F316L | N/A | 1/2" |  |  |  |  | 3000LB | SW | PT |  | ASTM | [8 empty] | EA | 1
삼한 ENG | FITTING | UNION | FORGED FITTING |  | A182-F316L | N/A | 1-1/2" |  |  |  |  | 3000LB | PT |  |  | ASTM | [8 empty] | EA | 6
삼한 ENG | FITTING | UNION | FORGED FITTING |  | A182-F316L | N/A | 3/4" |  |  |  |  | 3000LB | SW |  |  | ASTM | [8 empty] | EA | 190
삼한 ENG | FITTING | UNION | FORGED FITTING |  | A182-F316L | N/A | 3/8" |  |  |  |  | 6000LB | SW |  |  | ASTM | [8 empty] | EA | 3
삼한 ENG | FITTING | UNION | FORGED FITTING |  | A182-F51 | N/A | 1/2" |  |  |  |  | 3000LB | PT |  |  | ASTM | [8 empty] | EA | 4
삼한 ENG | FITTING | UNION | FORGED FITTING |  | A182-F51 | N/A | 2" |  |  |  |  | 3000LB | SW |  |  | ASTM | [8 empty] | EA | 4
삼한 ENG | FITTING | UNION | FORGED FITTING |  | A182-F51 | N/A | 3/4" |  |  |  |  | 3000LB | PT |  |  | ASTM | [8 empty] | EA | 6
삼한 ENG | FITTING | UNION | FORGED FITTING |  | A182-F51 | N/A | 3/4" |  |  |  |  | 3000LB | SW |  |  | ASTM | [8 empty] | EA | 28
삼한 ENG | FITTING | UNION | FORGED FITTING |  | A182-F53 | N/A | 1" |  |  |  |  | 3000LB | PT |  |  | ASTM | [8 empty] | EA | 17
삼한 ENG | FITTING | UNION | PIPE FITTING | O-RING | A234-WPB | N/A | 1/2" |  |  | S160 |  |  | BW |  |  | ASTM | [8 empty] | EA | 26
삼한 ENG | FITTING | UNION | FORGED FITTING |  | A350-LF2 | N/A | 3/4" |  |  |  |  | 3000LB | SW |  |  | ASTM | [8 empty] | EA | 6
삼한 ENG | FITTING | UNION | FORGED FITTING | O-RING | A350-LF2 | N/A | 3/4" |  |  |  |  | 6000LB | SW |  |  | ASTM | [8 empty] | EA | 2
삼한 ENG | FITTING | UNION | FORGED FITTING | O-RING | A350-LF2 | N/A | 3/8" |  |  |  |  | 6000LB | SW |  |  | ASTM | [8 empty] | EA | 2
삼한 ENG | FITTING | UNION | FORGED FITTING | O-RING | N04400 | N/A | 1-1/2" |  |  |  |  | 3000LB | SW |  |  | ASTM | [8 empty] | EA | 35
한국배관시스템 | FITTING | ELBOW | PIPE FITTING | 90 LR | A234 WP11 | N/A | 20" |  |  | S80 |  |  | BW |  |  | ASTM | [8 empty] | EA | 10 | 1021440 | 희망단가
한국배관시스템 | FITTING | ELBOW | PIPE FITTING | 90 LR | A234 WPB | N/A | 18" |  |  | S140 |  |  | BW |  |  | ASTM | [8 empty] | EA | 1 | 1500000 | 희망단가
한국배관시스템 | FITTING | ELBOW | PIPE FITTING | 180 SR | A234 WPB | N/A | 8" |  |  | S40 |  |  | BW |  |  | ASTM | [8 empty] | EA | 100 | 110000 | 희망단가
한국배관시스템 | FITTING | ELBOW | PIPE FITTING | 45 LR | A234 WPB | N/A | 8" |  |  | S100 |  |  | BW |  |  | ASTM | [8 empty] | EA | 3 | 133650 | 희망단가
한국배관시스템 | FITTING | ELBOW | PIPE FITTING | 90 LR | A234 WP22 | N/A | 12" |  |  | STD |  |  | BW |  |  | ASTM | [8 empty] | EA | 1 | 178120 | 희망단가
한국배관시스템 | FITTING | ELBOW | PIPE FITTING | 90 LR | A234 WP22 | N/A | 12" |  |  | S160 |  |  | BW |  |  | ASTM | [8 empty] | EA | 1 | 협의 | 희망단가
한국배관시스템 | FITTING | ELBOW | PIPE FITTING | 90 LR | A403 WP304/304L | N/A | 24" |  |  | S20 |  |  | BW |  |  | ASTM | [8 empty] | EA | 1 | 1248320 | 희망단가
한국배관시스템 | FITTING | ELBOW | PIPE FITTING | 90 LR | A234 WP11 | N/A | 12" |  |  | S80 |  |  | BW |  |  | ASTM | [8 empty] | EA | 3 | 265230 | 희망단가
한국배관시스템 | FITTING | ELBOW | PIPE FITTING | 90 LR | A234 WP11 | N/A | 18" |  |  | S80 |  |  | BW |  |  | ASTM | [8 empty] | EA | 4 | 755130 | 희망단가
한국배관시스템 | FITTING | ELBOW | PIPE FITTING | 90 LR | A234 WP11 | N/A | 12" |  |  | STD |  |  | BW |  |  | ASTM | [8 empty] | EA | 8 | 146500 | 희망단가
한국배관시스템 | FITTING | TEE | PIPE FITTING | STRAIGHT | A234 WP22 | N/A | 10" |  |  | S40 |  |  | BW |  |  | ASTM | [8 empty] | EA | 3 | 113980 | 희망단가
한국배관시스템 | FITTING | ELBOW | PIPE FITTING | 90 LR | A234 WP9 | N/A | 18" |  |  | STD |  |  | BW |  |  | ASTM | [8 empty] | EA | 1 | 협의 | 희망단가
한국배관시스템 | FITTING | ELBOW | PIPE FITTING | 90 LR | A234 WPL6 | N/A | 20" |  |  | STD |  |  | BW |  |  | ASTM | [8 empty] | EA | 1 | 467080 | 희망단가
한국배관시스템 | FITTING | ELBOW | PIPE FITTING | 90 LR | A234 WP11 | N/A | DN 300 |  |  | STD |  |  | BW |  |  | ASTM | [8 empty] | EA | 7 | 146500 | 희망단가
한국배관시스템 | FITTING | ELBOW | PIPE FITTING | 90 LR | A403 WP316L | N/A | 12" |  |  | S40S |  |  | BW |  |  | ASTM | [8 empty] | EA | 9 | 990940 | 희망단가
한국배관시스템 | FITTING | ELBOW | PIPE FITTING | 90 LR | A403 WP316L | N/A | 12" |  |  | S10S |  |  | BW |  |  | ASTM | [8 empty] | EA | 10 | 652770 | 희망단가
한국배관시스템 | FITTING | ELBOW | PIPE FITTING | 90 LR | A403 WP316L | N/A | 14" |  |  | S10S |  |  | BW |  |  | ASTM | [8 empty] | EA | 2 | 협의 | 희망단가
한국배관시스템 | FITTING | REDUCER | PIPE FITTING | CON | A403WPB | N/A | 18" | 16" |  | S80 |  |  | BW |  |  | ASTM | [8 empty] | EA | 1 | 405010 | 희망단가
한국배관시스템 | FITTING | TEE | PIPE FITTING | STRAIGHT | A403 WP316/316L | N/A | 10" |  |  | S40S |  |  | BW |  |  | ASTM | [8 empty] | EA | 10 | 1022850 | 희망단가
한국배관시스템 | FITTING | ELBOW | PIPE FITTING | 45 LR | A403 WP316L | N/A | 18" |  |  | S10S |  |  | BW |  |  | ASTM | [8 empty] | EA | 3 | 협의 | 희망단가
한국배관시스템 | FITTING | TEE | PIPE FITTING | RED | A403 WP316L | N/A | 12" | 12" | 10" | S40S |  |  | BW |  |  | ASTM | [8 empty] | EA | 3 | 1385780 | 희망단가
한국배관시스템 | FITTING | TEE | PIPE FITTING | RED | A403 WP316L | N/A | 12" | 12" | 8" | S40S |  |  | BW |  |  | ASTM | [8 empty] | EA | 4 | 1385780 | 희망단가
한국배관시스템 | FITTING | ELBOW | PIPE FITTING | 45 LR | A403 WP304/304L | N/A | 16" |  |  | S10S |  |  | BW |  |  | ASTM | [8 empty] | EA | 2 | 협의 | 희망단가
한국배관시스템 | FITTING | ELBOW | PIPE FITTING | 90 SR | A403 WP304/304L | N/A | 12" |  |  | S10S |  |  | BW |  |  | ASTM | [8 empty] | EA | 2 | 449300 | 희망단가
Note on U2: 박진목: 유 무
Note on Y2: 박진목: 날짜 입력 형식 제시 2020-03-18 사용자에게 가이드 제시

## FLANGE
[12 empty] | 자재 표면의 스크래치 유무를 알려주세요 | DENT 유무를 알려주세요 | 녹 발생 유무를 알려주세요 | Heat no.와 성적서가 모두 있는 경우, Y를 선택, 둘 중 하나라도 없을 경우 N을 선택해 주세요 | 소재 성적서 유무를 알려주세요. | 제조된 날짜를 YYYY-MM-DD 형태로 입력해주세요 | 제조사를 입력해주세요 | 제조된 국가를 입력해 주세요 | 납품 가능한 일정 관련, 숫자만 입력해 주세요. 구매자가 가상 계좌에 입급한 후 기준으로 입력해 주세요.
SUPPLIER | CATEGORY | TYPE1 | REDUCING Y/N | MATERIAL | SIZE1 | SIZE2 | SCH1 | PRESSURE | LENGTH | END1 | CODE | SCRATCH Y/N | DENT Y/N | RUST Y/N | HEAT NO. AND PRODUCT CERTI. Y/N | RAW MATERIAL CERTI. Y/N | MANUFACTURED YEAR | MANUFACTURER | COUNTRY | AVAILABLE DELIVERY DATE | UNIT | QUANTITY | UNIT PRICE | PRICE
KTT | FLANGE | SO | N/A | A105N | 2 |  |  | 150LB |  | RF | ASTM | [9 empty] | EA | 14 | 6800 | 95200
KTT | FLANGE | SO | N/A | A105N | 3 |  |  | 150LB |  | RF | ASTM | [9 empty] | EA | 10 | 11800 | 118000
KTT | FLANGE | SO | N/A | A105N | 4 |  |  | 150LB |  | RF | ASTM | [9 empty] | EA | 1 | 17400 | 17400
KTT | FLANGE | SO | N/A | A105N | 6 |  |  | 150LB |  | RF | ASTM | [9 empty] | EA | 20 | 24100 | 482000
KTT | FLANGE | WN | N/A | A350 LF2 | 8 |  | SCH 40 | 300LB |  | RF | ASTM | [9 empty] | EA | 4 | 72500 | 290000
KTT | FLANGE | WN | N/A | A350 LF2 | 10 |  | SCH 40 | 300LB |  | RF | ASTM | [9 empty] | EA | 2 | 190800 | 381600
KTT | FLANGE | WN | N/A | A350 LF2 | 12 |  | SCH STD | 150LB |  | RF | ASTM | [9 empty] | EA | 1 | 155550 | 155550
KTT | FLANGE | WN | N/A | A350 LF2 | 3 |  | SCH 40 | 150LB |  | RF | ASTM | [9 empty] | EA | 10 | 28100 | 281000
KTT | FLANGE | WN | N/A | A350 LF2 | 2 |  | SCH 80 | 300LB |  | RF | ASTM | [9 empty] | EA | 16 | 26200 | 419200
KTT | FLANGE | WN | N/A | A105N | 2 |  | SCH 80 | 300LB |  | RF | ASTM | [9 empty] | EA | 13 | 18600 | 241800
KTT | FLANGE | WN | N/A | A105N | 3 |  | SCH 40 | 300LB |  | RF | ASTM | [9 empty] | EA | 73 | 21750 | 1587750
KTT | FLANGE | WN | N/A | A105N | 6 |  | SCH 40 | 300LB |  | RF | ASTM | [9 empty] | EA | 2 | 91200 | 182400
KTT | FLANGE | WN | N/A | A105N | 8 |  | SCH 40 | 300LB |  | RF | ASTM | [9 empty] | EA | 25 | 80470 | 2011750
KTT | FLANGE | WN | N/A | A105N | 12 |  | SCH 40 | 300LB |  | RF | ASTM | [9 empty] | EA | 5 | 286600 | 1433000
KTT | FLANGE | WN | N/A | A350 LF2 | 3 |  | SCH 40 | 150LB |  | RF | ASTM | [9 empty] | EA | 10 | 28100 | 281000
KTT | FLANGE | WN | N/A | A350 LF2 | 1.5 |  | 확인필 | 300LB |  | RF | ASTM | [9 empty] | EA | 12 | 20300 | 243600
KTT | FLANGE | WN | N/A | A350 LF2 | 12 |  | SCH STD | 150LB |  | RF | ASTM | [9 empty] | EA | 8 | 155550 | 1244400
KTT | FLANGE | WN | N/A | A105N | 8 |  | SCH 40 | 300LB |  | RF | ASTM | [6 empty] | NSSMC |  |  | EA | 20 | 80470 | 1609400
KTT | FLANGE | WN | N/A | A350 LF2 | 12 |  | SCH STD | 150LB |  | RF | ASTM | [6 empty] | NSSMC |  |  | EA | 30 | 155550 | 4666500
삼한 ENG | FLANGE | SW | N/A | A105 | 1" |  |  | 1500LB |  | RF | ASTM | [6 empty] | NSSMC |  |  | EA | 42
삼한 ENG | FLANGE | WN | N/A | A105 | 1" |  |  | 1500LB |  | RTJ | ASTM | [6 empty] | NSSMC |  |  | EA | 4
삼한 ENG | FLANGE | WN | N/A | A105 | 1" |  |  | 1500LB |  | RF | ASTM | [6 empty] | NSSMC |  |  | EA | 32
삼한 ENG | FLANGE | SW | N/A | A105 | 1/2" |  |  | 1500LB |  | RTJ | ASTM | [6 empty] | NSSMC |  |  | EA | 5
삼한 ENG | FLANGE | WN | N/A | A105 | 1-1/4" |  |  | 1500LB |  | RF | ASTM | [6 empty] | NSSMC |  |  | EA | 1
삼한 ENG | FLANGE | WN | N/A | A105 | 2" |  |  | 1500LB |  | RF | ASTM | [6 empty] | NSSMC |  |  | EA | 4
삼한 ENG | FLANGE | BL | N/A | A105 | 3/4" |  |  | 1500LB |  | RF | ASTM | [6 empty] | NSSMC |  |  | EA | 2
삼한 ENG | FLANGE | SW | N/A | A105 | 1 |  |  | 150LB |  | RF | ASTM | [6 empty] | NSSMC |  |  | EA | 4
삼한 ENG | FLANGE | BL | N/A | A105 | 1" |  |  | 150LB |  | FF | ASTM | [6 empty] | NSSMC |  |  | EA | 24
삼한 ENG | FLANGE | BL | N/A | A105 | 1" |  |  | 150LB |  | RF | ASTM | [6 empty] | V&M GERMANY |  |  | EA | 2
삼한 ENG | FLANGE | SO | N/A | A105 | 1" |  |  | 150LB |  | RF | ASTM | [6 empty] | NSSMC |  |  | EA | 7
삼한 ENG | FLANGE | SO | RED | A105 | 1" | 3/4" |  | 150LB |  | RF | ASTM | [6 empty] | NSSMC |  |  | EA | 5
삼한 ENG | FLANGE | SW | N/A | A105 | 1" |  |  | 150LB |  | RF | ASTM | [6 empty] | NSSMC |  |  | EA | 1
삼한 ENG | FLANGE | SW | N/A | A105 | 1" |  |  | 150LB |  | RF | ASTM | [6 empty] | V&M GERMANY |  |  | EA | 2
삼한 ENG | FLANGE | WN | N/A | A105 | 1" |  |  | 150LB |  | RF | ASTM | [6 empty] | NSSMC |  |  | EA | 6
삼한 ENG | FLANGE | BL | N/A | A105 | 1/2" |  |  | 150LB |  | RF | ASTM | [6 empty] | NSSMC |  |  | EA | 9
삼한 ENG | FLANGE | SO | N/A | A105 | 1/2" |  |  | 150LB |  | RF | ASTM | [6 empty] | NSSMC |  |  | EA | 8
삼한 ENG | FLANGE | SW | N/A | A105 | 1/2" |  |  | 150LB |  | RF | ASTM | [6 empty] | NSSMC |  |  | EA | 4
삼한 ENG | FLANGE | SW | N/A | A105 | 1/2" |  |  | 150LB |  | RF | ASTM | [6 empty] | NSSMC |  |  | EA | 8
삼한 ENG | FLANGE | SW | N/A | A105 | 1/2" |  |  | 150LB |  | RF | ASTM | [6 empty] | NSSMC |  |  | EA | 3
삼한 ENG | FLANGE | WN | N/A | A105 | 1/2" |  |  | 150LB |  | RF | ASTM | [6 empty] | NSSMC |  |  | EA | 22
삼한 ENG | FLANGE | WN | N/A | A105 | 1/2" |  |  | 150LB |  | RF | ASTM | [6 empty] | NSSMC |  |  | EA | 7
삼한 ENG | FLANGE | SO | N/A | A105 | 1-1/2" |  |  | 150LB |  | RF | ASTM | [6 empty] | V&M GERMANY |  |  | EA | 4
삼한 ENG | FLANGE | SW | N/A | A105 | 1-1/2" |  |  | 150LB |  | RF | ASTM | [6 empty] | NSSMC |  |  | EA | 25
삼한 ENG | FLANGE | SW | N/A | A105 | 1-1/2" |  |  | 150LB |  | RF | ASTM | [6 empty] | NSSMC |  |  | EA | 48
삼한 ENG | FLANGE | WN | N/A | A105 | 1-1/2" |  |  | 150LB |  | RF | ASTM | [6 empty] | NSSMC |  |  | EA | 11
삼한 ENG | FLANGE | WN | N/A | A105 | 1-1/2" |  |  | 150LB |  | RF | ASTM | [6 empty] | NSSMC |  |  | EA | 6
삼한 ENG | FLANGE | BL | N/A | A105 | 2" |  |  | 150LB |  | RF | ASTM | [6 empty] | NSSMC |  |  | EA | 10
삼한 ENG | FLANGE | SO | N/A | A105 | 2" |  |  | 150LB |  | RF | ASTM | [6 empty] | NSSMC |  |  | EA | 7
삼한 ENG | FLANGE | SW | N/A | A105 | 2" |  |  | 150LB |  | RF | ASTM | [6 empty] | NSSMC |  |  | EA | 20
삼한 ENG | FLANGE | WN | N/A | A105 | 2" |  |  | 150LB |  | RF | ASTM | [6 empty] | NSSMC |  |  | EA | 9
삼한 ENG | FLANGE | WN | N/A | A105 | 2" |  |  | 150LB |  | RF | ASTM | [6 empty] | NSSMC |  |  | EA | 4
삼한 ENG | FLANGE | SW | N/A | A105 | 2-1/2" |  |  | 150LB |  | RF | ASTM | [6 empty] | NSSMC |  |  | EA | 8
삼한 ENG | FLANGE | SW | N/A | A105 | 2-1/2" |  |  | 150LB |  | RF | ASTM | [6 empty] | NSSMC |  |  | EA | 1
삼한 ENG | FLANGE | SW | N/A | A105 | 3" |  |  | 150LB |  | RF | ASTM | [6 empty] | NSSMC |  |  | EA | 8
삼한 ENG | FLANGE | SW | N/A | A105 | 3" |  |  | 150LB |  | RF | ASTM | [6 empty] | NSSMC |  |  | EA | 4
삼한 ENG | FLANGE | WN | N/A | A105 | 3" |  |  | 150LB |  | RTJ | ASTM | [6 empty] | NSSMC |  |  | EA | 2
삼한 ENG | FLANGE | WN | N/A | A105 | 3" |  |  | 150LB |  | RF | ASTM | [6 empty] | NSSMC |  |  | EA | 2
삼한 ENG | FLANGE | WN | N/A | A105 | 3" |  |  | 150LB |  | RF | ASTM | [6 empty] | NSSMC |  |  | EA | 3
삼한 ENG | FLANGE | BL | N/A | A105 | 3/4" |  |  | 150LB |  | RF | ASTM | [6 empty] | NSSMC |  |  | EA | 2
삼한 ENG | FLANGE | SO | N/A | A105 | 3/4" |  |  | 150LB |  | RF | ASTM | [6 empty] | NSSMC |  |  | EA | 82
삼한 ENG | FLANGE | SW | N/A | A105 | 3/4" |  |  | 150LB |  | RF | ASTM | [6 empty] | NSSMC |  |  | EA | 1
삼한 ENG | FLANGE | SW | N/A | A105 | 3/4" |  |  | 150LB |  | RF | ASTM | [6 empty] | NSSMC |  |  | EA | 21
삼한 ENG | FLANGE | SW | N/A | A105 | 3/4" |  |  | 150LB |  | RF | ASTM | [6 empty] | NSSMC |  |  | EA | 14
삼한 ENG | FLANGE | WN | N/A | A105 | 3/4" |  |  | 150LB |  |  | ASTM | [6 empty] | NSSMC |  |  | EA | 69
삼한 ENG | FLANGE | WN | N/A | A105 | 3/4" |  |  | 150LB |  |  | ASTM | [6 empty] | NSSMC |  |  | EA | 13
삼한 ENG | FLANGE | WN | RED | A105 | 3/4" | 1/2" |  | 150LB |  | RF | ASTM | [6 empty] | NSSMC |  |  | EA | 4
삼한 ENG | FLANGE | WN | N/A | A105 | 3/4" |  |  | 150LB |  |  | ASTM | [6 empty] | NSSMC |  |  | EA | 43
삼한 ENG | FLANGE | SW | N/A | A105 | 4" |  |  | 150LB |  | RF | ASTM | [6 empty] | NSSMC |  |  | EA | 2
삼한 ENG | FLANGE | WN | N/A | A105 | 4" |  |  | 150LB |  | RF | ASTM | [6 empty] | NSSMC |  |  | EA | 8
삼한 ENG | FLANGE | WN | N/A | A105 | 6" |  |  | 150LB |  |  | ASTM | [6 empty] | NSSMC |  |  | EA | 3
삼한 ENG | FLANGE | WN | N/A | A105 | 1" |  |  | 2500LB |  |  | ASTM | [6 empty] | NSSMC |  |  | EA | 30
삼한 ENG | FLANGE | BL | N/A | A105 | 3/4" |  |  | 2500LB |  | RTJ | ASTM | [9 empty] | EA | 2
삼한 ENG | FLANGE | BL | N/A | A105 | 1" |  |  | 300LB |  | RF | ASTM | [9 empty] | EA | 13
삼한 ENG | FLANGE | SW | N/A | A105 | 1" |  |  | 300LB |  | RF | ASTM | [9 empty] | EA | 1
삼한 ENG | FLANGE | SW | RED | A105 | 1" | 3/4" |  | 300LB |  | RF | ASTM | [9 empty] | EA | 7
삼한 ENG | FLANGE | SW | N/A | A105 | 1" |  |  | 300LB |  | RF | ASTM | [9 empty] | EA | 39
삼한 ENG | FLANGE | SW | RED | A105 | 1" | 3/4" |  | 300LB |  | RF | ASTM | [9 empty] | EA | 24
삼한 ENG | FLANGE | WN | N/A | A105 | 1" |  |  | 300LB |  | RF | ASTM | [9 empty] | EA | 6
삼한 ENG | FLANGE | WN | N/A | A105 | 1" |  |  | 300LB |  | RF | ASTM | [9 empty] | EA | 33
삼한 ENG | FLANGE | BL | N/A | A105 | 1/2" |  |  | 300LB |  | RF | ASTM | [9 empty] | EA | 6
삼한 ENG | FLANGE | SW | N/A | A105 | 1/2" |  |  | 300LB |  | RF | ASTM | [9 empty] | EA | 57
삼한 ENG | FLANGE | SW | N/A | A105 | 1/2" |  |  | 300LB |  | RF | ASTM | [9 empty] | EA | 123
삼한 ENG | FLANGE | WN | N/A | A105 | 1/2" |  |  | 300LB |  | RF | ASTM | [9 empty] | EA | 1
삼한 ENG | FLANGE | WN | N/A | A105 | 1/2" |  |  | 300LB |  | RF | ASTM | [9 empty] | EA | 82
삼한 ENG | FLANGE | BL | N/A | A105 | 1-1/2" |  |  | 300LB |  | RF | ASTM | [9 empty] | EA | 8
삼한 ENG | FLANGE | SW | N/A | A105 | 1-1/2" |  |  | 300LB |  | RF | ASTM | [9 empty] | EA | 16
삼한 ENG | FLANGE | SW | N/A | A105 | 1-1/2" |  |  | 300LB |  | RF | ASTM | [9 empty] | EA | 4
삼한 ENG | FLANGE | SW | N/A | A105 | 2" |  |  | 300LB |  | RF | ASTM | [9 empty] | EA | 4
삼한 ENG | FLANGE | SW | N/A | A105 | 2" |  |  | 300LB |  | RF | ASTM | [9 empty] | EA | 13
삼한 ENG | FLANGE | WN | N/A | A105 | 2" |  |  | 300LB |  | RF | ASTM | [9 empty] | EA | 2
삼한 ENG | FLANGE | WN | N/A | A105 | 2-1/2" |  |  | 300LB |  | RF | ASTM | [9 empty] | EA | 11
삼한 ENG | FLANGE | SW | N/A | A105 | 3" |  |  | 300LB |  | RF | ASTM | [9 empty] | EA | 3
삼한 ENG | FLANGE | SW | N/A | A105 | 3/4" |  |  | 300LB |  | RF | ASTM | [9 empty] | EA | 17
삼한 ENG | FLANGE | SW | N/A | A105 | 3/4" |  |  | 300LB |  | RF | ASTM | [9 empty] | EA | 18
삼한 ENG | FLANGE | WN | N/A | A105 | 3/4" |  |  | 300LB |  | RF | ASTM | [9 empty] | EA | 84
삼한 ENG | FLANGE | WN | N/A | A105 | 3/4" |  |  | 300LB |  | FF | ASTM | [9 empty] | EA | 69
삼한 ENG | FLANGE | WN | N/A | A105 | 4" |  |  | 300LB |  | RF | ASTM | [9 empty] | EA | 2
삼한 ENG | FLANGE | SW | N/A | A105 | 1/2" |  |  | 4500LB |  | RTJ | ASTM | [9 empty] | EA | 12
삼한 ENG | FLANGE | SW | N/A | A105 | 1" |  |  | 600LB |  | RF | ASTM | [9 empty] | EA | 2
삼한 ENG | FLANGE | SW | N/A | A105 | 1" |  |  | 600LB |  | RF | ASTM | [9 empty] | EA | 13
삼한 ENG | FLANGE | WN | N/A | A105 | 1" |  |  | 600LB |  | RF | ASTM | [9 empty] | EA | 15
삼한 ENG | FLANGE | WN | N/A | A105 | 1" |  |  | 600LB |  | FF | ASTM | [9 empty] | EA | 1
삼한 ENG | FLANGE | BL | N/A | A105 | 1/2" |  |  | 600LB |  | RF | ASTM | [9 empty] | EA | 16
삼한 ENG | FLANGE | SW | N/A | A105 | 1/2" |  |  | 600LB |  | RF | ASTM | [9 empty] | EA | 34
삼한 ENG | FLANGE | SW | N/A | A105 | 1/2" |  |  | 600LB |  | RF | ASTM | [9 empty] | EA | 28
삼한 ENG | FLANGE | BL | N/A | A105 | 1-1/2" |  |  | 600LB |  | RF | ASTM | [9 empty] | EA | 16
삼한 ENG | FLANGE | SW | N/A | A105 | 1-1/2" |  |  | 600LB |  | RF | ASTM | [9 empty] | EA | 5
삼한 ENG | FLANGE | BL | N/A | A105 | 2" |  |  | 600LB |  | RF | ASTM | [9 empty] | EA | 16
삼한 ENG | FLANGE | WN | N/A | A105 | 2" |  |  | 600LB |  | RF | ASTM | [9 empty] | EA | 4
삼한 ENG | FLANGE | WN | N/A | A105 | 3" |  |  | 600LB |  | RF | ASTM | [9 empty] | EA | 4
삼한 ENG | FLANGE | BL | N/A | A105 | 3/4" |  |  | 600LB |  | RF | ASTM | [9 empty] | EA | 27
삼한 ENG | FLANGE | SO | N/A | A105 | 3/4" |  |  | 600LB |  | RF | ASTM | [9 empty] | EA | 16
삼한 ENG | FLANGE | SW | N/A | A105 | 3/4" |  |  | 600LB |  | RF | ASTM | [9 empty] | EA | 19
삼한 ENG | FLANGE | SW | N/A | A105 | 3/4" |  |  | 600LB |  | RF | ASTM | [9 empty] | EA | 2
삼한 ENG | FLANGE | WN | N/A | A105 | 3/4" |  |  | 600LB |  | RF | ASTM | [9 empty] | EA | 3
삼한 ENG | FLANGE | SW | N/A | A105 | 1" |  |  | 900LB |  | RF | ASTM | [9 empty] | EA | 10
삼한 ENG | FLANGE | SW | N/A | A105 | 1/2" |  |  | 900LB |  | RF | ASTM | [9 empty] | EA | 7
삼한 ENG | FLANGE | SW | N/A | A105 | 1-1/2" |  |  | 900LB |  | RF | ASTM | [9 empty] | EA | 2
삼한 ENG | FLANGE | WN | N/A | A105 | 2" |  |  | 900LB |  | RTJ | ASTM | [9 empty] | EA | 1
삼한 ENG | FLANGE | SW | N/A | A105 | 3/4" |  |  | 900LB |  | RF | ASTM | [9 empty] | EA | 2
삼한 ENG | FLANGE | SW | N/A | A105N | 1/2" |  |  | 300LB |  | RF | ASTM | [9 empty] | EA | 8
삼한 ENG | FLANGE | WN | N/A | A182-F11 | 3/4" |  |  | 1500LB |  | RF | ASTM | [9 empty] | EA | 67
삼한 ENG | FLANGE | WN | N/A | A182-F304/L | 1" |  |  | 150LB |  | RF | ASTM | [9 empty] | EA | 8
삼한 ENG | FLANGE | WN | N/A | A182-F304/L | 1/2" |  |  | 150LB |  | RF | ASTM | [9 empty] | EA | 6
삼한 ENG | FLANGE | SW | N/A | A182-F304/L | 1-1/2" |  |  | 150LB |  | RF | ASTM | [9 empty] | EA | 1
삼한 ENG | FLANGE | SW | N/A | A182-F304/L | 1-1/2" |  |  | 150LB |  | RF | ASTM | [9 empty] | EA | 3
삼한 ENG | FLANGE | WN | N/A | A182-F304/L | 1-1/4" |  |  | 150LB |  | RF | ASTM | [9 empty] | EA | 10
삼한 ENG | FLANGE | UNKNOWN | N/A | A182-F304/L | 3/4" |  |  | 150LB |  | RF | ASTM | [9 empty] | EA | 1
삼한 ENG | FLANGE | WN | N/A | A182-F304/L | 5" |  |  | 150LB |  | RF | ASTM | [9 empty] | EA | 6
삼한 ENG | FLANGE | SW | N/A | A182-F304/L | 1/2" |  |  | 300LB |  | RF | ASTM | [9 empty] | EA | 7
삼한 ENG | FLANGE | WN | N/A | A182-F304/L | 1/2" |  |  | 300LB |  | RF | ASTM | [9 empty] | EA | 7
삼한 ENG | FLANGE | SW | N/A | A182-F304/L | 3/4" |  |  | 600LB |  | RF | ASTM | [9 empty] | EA | 3
삼한 ENG | FLANGE | SW | N/A | A182-F304L | 1" |  |  | 1500LB |  | RF | ASTM | [9 empty] | EA | 27
삼한 ENG | FLANGE | SO | N/A | A182-F304L | 1" |  |  | 150LB |  | RF | ASTM | [9 empty] | EA | 87
삼한 ENG | FLANGE | SW | N/A | A182-F304L | 1" |  |  | 150LB |  | RF | ASTM | [9 empty] | EA | 2
삼한 ENG | FLANGE | SW | N/A | A182-F304L | 1" |  |  | 150LB |  | RF | ASTM | [9 empty] | EA | 6
삼한 ENG | FLANGE | SW | N/A | A182-F304L | 1" |  |  | 150LB |  | RF | ASTM | [9 empty] | EA | 6
삼한 ENG | FLANGE | WN | N/A | A182-F304L | 1" |  |  | 150LB |  | RF | ASTM | [9 empty] | EA | 2
삼한 ENG | FLANGE | WN | N/A | A182-F304L | 1" |  |  | 150LB |  | RF | ASTM | [9 empty] | EA | 14
삼한 ENG | FLANGE | BL | N/A | A182-F304L | 1/2" |  |  | 150LB |  | RF | ASTM | [9 empty] | EA | 24
삼한 ENG | FLANGE | SW | N/A | A182-F304L | 1/2" |  |  | 150LB |  | RF | ASTM | [9 empty] | EA | 3
삼한 ENG | FLANGE | SW | N/A | A182-F304L | 1/2" |  |  | 150LB |  | RF | ASTM | [9 empty] | EA | 5
삼한 ENG | FLANGE | WN | N/A | A182-F304L | 1/2" |  |  | 150LB |  |  | ASTM | [9 empty] | EA | 33
삼한 ENG | FLANGE | BL | N/A | A182-F304L | 1-1/2" |  |  | 150LB |  |  | ASTM | [9 empty] | EA | 12
삼한 ENG | FLANGE | SW | N/A | A182-F304L | 1-1/2" |  |  | 150LB |  | RF | ASTM | [9 empty] | EA | 3
삼한 ENG | FLANGE | WN | N/A | A182-F304L | 1-1/2" |  |  | 150LB |  |  | ASTM | [9 empty] | EA | 10
삼한 ENG | FLANGE | WN | N/A | A182-F304L | 1-1/4" |  |  | 150LB |  |  | ASTM | [9 empty] | EA | 18
삼한 ENG | FLANGE | SW | N/A | A182-F304L | 2" |  |  | 150LB |  | RF | ASTM | [9 empty] | EA | 1
삼한 ENG | FLANGE | WN | N/A | A182-F304L | 2" |  |  | 150LB |  |  | ASTM | [9 empty] | EA | 13
삼한 ENG | FLANGE | WN | N/A | A182-F304L | 2" |  |  | 150LB |  |  | ASTM | [9 empty] | EA | 6
삼한 ENG | FLANGE | WN | N/A | A182-F304L | 2-1/2" |  |  | 150LB |  | RF | ASTM | [9 empty] | EA | 12
삼한 ENG | FLANGE | WN | N/A | A182-F304L | 2-1/2" |  |  | 150LB |  |  | ASTM | [9 empty] | EA | 8
삼한 ENG | FLANGE | SW | N/A | A182-F304L | 3" |  |  | 150LB |  | RF | ASTM | [9 empty] | EA | 1
삼한 ENG | FLANGE | WN | N/A | A182-F304L | 3" |  |  | 150LB |  |  | ASTM | [9 empty] | EA | 2
삼한 ENG | FLANGE | WN | N/A | A182-F304L | 3" |  |  | 150LB |  |  | ASTM | [9 empty] | EA | 8
삼한 ENG | FLANGE | UNKNOWN | N/A | A182-F304L | 3/4" |  |  | 150LB |  | RF | ASTM | [9 empty] | EA | 3
삼한 ENG | FLANGE | SW | N/A | A182-F304L | 3/4" |  |  | 150LB |  | RF | ASTM | [9 empty] | EA | 216
삼한 ENG | FLANGE | WN | N/A | A182-F304L | 3/4" |  |  | 150LB |  |  | ASTM | [9 empty] | EA | 29
삼한 ENG | FLANGE | SO | N/A | A182-F304L | 4" |  |  | 150LB |  |  | ASTM | [9 empty] | EA | 8
삼한 ENG | FLANGE | WN | N/A | A182-F304L | 4" |  |  | 150LB |  |  | ASTM | [9 empty] | EA | 6
삼한 ENG | FLANGE | WN | N/A | A182-F304L | 4" |  |  | 150LB |  |  | ASTM | [9 empty] | EA | 14
삼한 ENG | FLANGE | WN | N/A | A182-F304L | 6" |  |  | 150LB |  |  | ASTM | [9 empty] | EA | 2
삼한 ENG | FLANGE | SW | N/A | A182-F304L | 1" |  |  | 300LB |  | RF | ASTM | [9 empty] | EA | 1
삼한 ENG | FLANGE | SW | RED | A182-F304L | 1" | 3/4" |  | 300LB |  |  | ASTM | [9 empty] | EA | 4
삼한 ENG | FLANGE | SW | N/A | A182-F304L | 1" |  |  | 300LB |  | RF | ASTM | [9 empty] | EA | 6
삼한 ENG | FLANGE | SW | N/A | A182-F304L | 1" |  |  | 300LB |  | RF | ASTM | [9 empty] | EA | 16
삼한 ENG | FLANGE | SW | RED | A182-F304L | 1" | 3/4" |  | 300LB |  |  | ASTM | [9 empty] | EA | 6
삼한 ENG | FLANGE | WN | N/A | A182-F304L | 1" |  |  | 300LB |  |  | ASTM | [9 empty] | EA | 24
삼한 ENG | FLANGE | SW | N/A | A182-F304L | 1/2" |  |  | 300LB |  | RF | ASTM | [9 empty] | EA | 3
삼한 ENG | FLANGE | SW | N/A | A182-F304L | 1/2" |  |  | 300LB |  | RF | ASTM | [9 empty] | EA | 16
삼한 ENG | FLANGE | SW | N/A | A182-F304L | 1/2" |  |  | 300LB |  | RF | ASTM | [9 empty] | EA | 48
삼한 ENG | FLANGE | WN | N/A | A182-F304L | 1/2" |  |  | 300LB |  | RF | ASTM | [9 empty] | EA | 7
삼한 ENG | FLANGE | WN | N/A | A182-F304L | 1/2" |  |  | 300LB |  | RF | ASTM | [9 empty] | EA | 21
삼한 ENG | FLANGE | BL | N/A | A182-F304L | 1-1/2" |  |  | 300LB |  | FF | ASTM | [9 empty] | EA | 1
삼한 ENG | FLANGE | WN | N/A | A182-F304L | 1-1/2" |  |  | 300LB |  |  | ASTM | [9 empty] | EA | 8
삼한 ENG | FLANGE | WN | N/A | A182-F304L | 1-1/2" |  |  | 300LB |  |  | ASTM | [9 empty] | EA | 18
삼한 ENG | FLANGE | SW | N/A | A182-F304L | 1-1/4" |  |  | 300LB |  | RF | ASTM | [9 empty] | EA | 3
삼한 ENG | FLANGE | WN | N/A | A182-F304L | 2" |  |  | 300LB |  |  | ASTM | [9 empty] | EA | 7
삼한 ENG | FLANGE | SW | N/A | A182-F304L | 3/4" |  |  | 300LB |  | RF | ASTM | [9 empty] | EA | 6
삼한 ENG | FLANGE | SW | RED | A182-F304L | 3/4" | 1" |  | 300LB |  |  | ASTM | [9 empty] | EA | 4
삼한 ENG | FLANGE | WN | N/A | A182-F304L | 3/4" |  |  | 300LB |  | RF | ASTM | [9 empty] | EA | 2
삼한 ENG | FLANGE | SW | N/A | A182-F304L | 1" |  |  | 600LB |  | RF | ASTM | [9 empty] | EA | 33
삼한 ENG | FLANGE | SW | N/A | A182-F304L | 1" |  |  | 600LB |  | RF | ASTM | [9 empty] | EA | 4
삼한 ENG | FLANGE | BL | N/A | A182-F304L | 1/2" |  |  | 600LB |  |  | ASTM | [9 empty] | EA | 4
삼한 ENG | FLANGE | SW | N/A | A182-F304L | 1/2" |  |  | 600LB |  | RF | ASTM | [9 empty] | EA | 6
삼한 ENG | FLANGE | SW | N/A | A182-F304L | 1/2" |  |  | 600LB |  | RF | ASTM | [9 empty] | EA | 2
삼한 ENG | FLANGE | WN | N/A | A182-F304L | 1/2" |  |  | 600LB |  | RF | ASTM | [9 empty] | EA | 2
삼한 ENG | FLANGE | BL | N/A | A182-F304L | 3/4" |  |  | 600LB |  |  | ASTM | [9 empty] | EA | 16
삼한 ENG | FLANGE | SW | N/A | A182-F304L | 3/4" |  |  | 600LB |  | RF | ASTM | [9 empty] | EA | 9
삼한 ENG | FLANGE | SW | N/A | A182-F304L | 3/4" |  |  | 600LB |  | RF | ASTM | [9 empty] | EA | 15
삼한 ENG | FLANGE | SW | N/A | A182-F316/L | 1-1/2" |  |  | 150LB |  | FF | ASTM | [9 empty] | EA | 8
삼한 ENG | FLANGE | SW | N/A | A182-F316/L | 1/2" |  |  | 300LB |  | RF | ASTM | [9 empty] | EA | 44
삼한 ENG | FLANGE | BL | N/A | A182-F316/L | 3/4" |  |  | 600LB |  | RF | ASTM | [9 empty] | EA | 8
삼한 ENG | FLANGE | BL | N/A | A182-F316L | 1/2" |  |  | 1500LB |  | RF | ASTM | [9 empty] | EA | 4
삼한 ENG | FLANGE | SW | N/A | A182-F316L | 1/2" |  |  | 1500LB |  | RF | ASTM | [9 empty] | EA | 1
삼한 ENG | FLANGE | WN | N/A | A182-F316L | 1/2" |  |  | 1500LB |  | RF | ASTM | [9 empty] | EA | 8
삼한 ENG | FLANGE | BL | N/A | A182-F316L | 3/4" |  |  | 1500LB |  | RF | ASTM | [9 empty] | EA | 4
삼한 ENG | FLANGE | WN | N/A | A182-F316L | 3/4" |  |  | 1500LB |  | RTJ | ASTM | [9 empty] | EA | 4
삼한 ENG | FLANGE | WN | N/A | A182-F316L | 3/4" |  |  | 1500LB |  | RF | ASTM | [9 empty] | EA | 16
삼한 ENG | FLANGE | BL | N/A | A182-F316L | 1" |  |  | 150LB |  | RF | ASTM | [9 empty] | EA | 2
삼한 ENG | FLANGE | SO | N/A | A182-F316L | 1" |  |  | 150LB |  | RF | ASTM | [9 empty] | EA | 22
삼한 ENG | FLANGE | SW | N/A | A182-F316L | 1" |  |  | 150LB |  | RF | ASTM | [9 empty] | EA | 8
삼한 ENG | FLANGE | SW | N/A | A182-F316L | 1" |  |  | 150LB |  | FF | ASTM | [9 empty] | EA | 24
삼한 ENG | FLANGE | SW | N/A | A182-F316L | 1" |  |  | 150LB |  | RF | ASTM | [9 empty] | EA | 2
삼한 ENG | FLANGE | SW | N/A | A182-F316L | 1" |  |  | 150LB |  | FF | ASTM | [9 empty] | EA | 9
삼한 ENG | FLANGE | WN | N/A | A182-F316L | 1" |  |  | 150LB |  | RF | ASTM | [9 empty] | EA | 75
삼한 ENG | FLANGE | BL | N/A | A182-F316L | 1/2" |  |  | 150LB |  | RF | ASTM | [9 empty] | EA | 21
삼한 ENG | FLANGE | SW | N/A | A182-F316L | 1/2" |  |  | 150LB |  | RF | ASTM | [9 empty] | EA | 21
삼한 ENG | FLANGE | SW | N/A | A182-F316L | 1/2" |  |  | 150LB |  | FF | ASTM | [9 empty] | EA | 13
삼한 ENG | FLANGE | SW | N/A | A182-F316L | 1/2" |  |  | 150LB |  | RF | ASTM | [9 empty] | EA | 4
삼한 ENG | FLANGE | SW | N/A | A182-F316L | 1/2" |  |  | 150LB |  | RF | ASTM | [9 empty] | EA | 3
삼한 ENG | FLANGE | WN | N/A | A182-F316L | 1/2" |  |  | 150LB |  | RF | ASTM | [9 empty] | EA | 191
삼한 ENG | FLANGE | BL | N/A | A182-F316L | 1-1/2" |  |  | 150LB |  | RF | ASTM | [9 empty] | EA | 4
삼한 ENG | FLANGE | SW | N/A | A182-F316L | 1-1/2" |  |  | 150LB |  | RF | ASTM | [9 empty] | EA | 16
삼한 ENG | FLANGE | SW | N/A | A182-F316L | 1-1/2" |  |  | 150LB |  | RF | ASTM | [9 empty] | EA | 1
삼한 ENG | FLANGE | WN | N/A | A182-F316L | 1-1/2" |  |  | 150LB |  | RF | ASTM | [9 empty] | EA | 3
삼한 ENG | FLANGE | SW | N/A | A182-F316L | 2' |  |  | 150LB |  | RF | ASTM | [9 empty] | EA | 4
삼한 ENG | FLANGE | SO | N/A | A182-F316L | 2" |  |  | 150LB |  | RF | ASTM | [9 empty] | EA | 32
삼한 ENG | FLANGE | WN | N/A | A182-F316L | 2" |  |  | 150LB |  | RF | ASTM | [9 empty] | EA | 19
삼한 ENG | FLANGE | WN | N/A | A182-F316L | 2" |  |  | 150LB |  | RF | ASTM | [9 empty] | EA | 10
삼한 ENG | FLANGE | WN | N/A | A182-F316L | 2-1/2" |  |  | 150LB |  | RF | ASTM | [9 empty] | EA | 2
삼한 ENG | FLANGE | WN | N/A | A182-F316L | 2-1/2" |  |  | 150LB |  | RF | ASTM | [9 empty] | EA | 2
삼한 ENG | FLANGE | SW | N/A | A182-F316L | 3" |  |  | 150LB |  | FF | ASTM | [9 empty] | EA | 8
삼한 ENG | FLANGE | SW | N/A | A182-F316L | 3" |  |  | 150LB |  | FF | ASTM | [9 empty] | EA | 8
삼한 ENG | FLANGE | SW | N/A | A182-F316L | 3" |  |  | 150LB |  | RF | ASTM | [9 empty] | EA | 4
삼한 ENG | FLANGE | WN | N/A | A182-F316L | 3" |  |  | 150LB |  | RF | ASTM | [9 empty] | EA | 3
삼한 ENG | FLANGE | WN | N/A | A182-F316L | 3" |  |  | 150LB |  | FF | ASTM | [9 empty] | EA | 18
삼한 ENG | FLANGE | WN | N/A | A182-F316L | 3" |  |  | 150LB |  | RF | ASTM | [9 empty] | EA | 13
삼한 ENG | FLANGE | BL | N/A | A182-F316L | 3/4" |  |  | 150LB |  | RF | ASTM | [9 empty] | EA | 60
삼한 ENG | FLANGE | SW | N/A | A182-F316L | 3/4" |  |  | 150LB |  | RF | ASTM | [9 empty] | EA | 286
삼한 ENG | FLANGE | SW | N/A | A182-F316L | 3/4" |  |  | 150LB |  | FF | ASTM | [9 empty] | EA | 23
삼한 ENG | FLANGE | SW | N/A | A182-F316L | 3/4" |  |  | 150LB |  | RF | ASTM | [9 empty] | EA | 1
삼한 ENG | FLANGE | SW | N/A | A182-F316L | 3/4" |  |  | 150LB |  | RF | ASTM | [9 empty] | EA | 29
삼한 ENG | FLANGE | WN | N/A | A182-F316L | 3/4" |  |  | 150LB |  | RF | ASTM | [9 empty] | EA | 30
삼한 ENG | FLANGE | WN | N/A | A182-F316L | 3/4" |  |  | 150LB |  | RF | ASTM | [9 empty] | EA | 23
삼한 ENG | FLANGE | WN | N/A | A182-F316L | 3/4" |  |  | 150LB |  | RF | ASTM | [9 empty] | EA | 56
삼한 ENG | FLANGE | WN | N/A | A182-F316L | 4" |  |  | 150LB |  | RF | ASTM | [9 empty] | EA | 2
삼한 ENG | FLANGE | WN | N/A | A182-F316L | 4" |  |  | 150LB |  | RF | ASTM | [9 empty] | EA | 6
삼한 ENG | FLANGE | WN | N/A | A182-F316L | 6" |  |  | 150LB |  | RF | ASTM | [9 empty] | EA | 4
삼한 ENG | FLANGE | WN | N/A | A182-F316L | 3/4" |  |  | 2500LB |  | RF | ASTM | [9 empty] | EA | 8
삼한 ENG | FLANGE | SW | N/A | A182-F316L | 1" |  |  | 300LB |  | RF | ASTM | [9 empty] | EA | 8
삼한 ENG | FLANGE | SW | RED | A182-F316L | 1" | 3/4" |  | 300LB |  | RF | ASTM | [9 empty] | EA | 3
삼한 ENG | FLANGE | SW | RED | A182-F316L | 1" | 3/4" |  | 300LB |  | RF | ASTM | [9 empty] | EA | 2
삼한 ENG | FLANGE | SW | N/A | A182-F316L | 1" |  |  | 300LB |  | RF | ASTM | [9 empty] | EA | 1
삼한 ENG | FLANGE | SW | N/A | A182-F316L | 1" |  |  | 300LB |  | RF | ASTM | [9 empty] | EA | 18
삼한 ENG | FLANGE | WN | N/A | A182-F316L | 1" |  |  | 300LB |  | RF | ASTM | [9 empty] | EA | 2
삼한 ENG | FLANGE | WN | N/A | A182-F316L | 1" |  |  | 300LB |  | RF | ASTM | [9 empty] | EA | 1
삼한 ENG | FLANGE | BL | N/A | A182-F316L | 1/2" |  |  | 300LB |  | RF | ASTM | [9 empty] | EA | 22
삼한 ENG | FLANGE | UNKNOWN | N/A | A182-F316L | 1/2" |  |  | 300LB |  | RF | ASTM | [9 empty] | EA | 32
삼한 ENG | FLANGE | SO | N/A | A182-F316L | 1/2" |  |  | 300LB |  | RF | ASTM | [9 empty] | EA | 30
삼한 ENG | FLANGE | SW | N/A | A182-F316L | 1/2" |  |  | 300LB |  | RF | ASTM | [9 empty] | EA | 457
삼한 ENG | FLANGE | SW | N/A | A182-F316L | 1/2" |  |  | 300LB |  | FF | ASTM | [9 empty] | EA | 21
삼한 ENG | FLANGE | SW | N/A | A182-F316L | 1/2" |  |  | 300LB |  | RF | ASTM | [9 empty] | EA | 5
삼한 ENG | FLANGE | WN | N/A | A182-F316L | 1/2" |  |  | 300LB |  | RF | ASTM | [9 empty] | EA | 251
삼한 ENG | FLANGE | WN | N/A | A182-F316L | 1/2" |  |  | 300LB |  | RF | ASTM | [9 empty] | EA | 72
삼한 ENG | FLANGE | WN | N/A | A182-F316L | 1-1/2" |  |  | 300LB |  | RF | ASTM | [9 empty] | EA | 120
삼한 ENG | FLANGE | WN | N/A | A182-F316L | 1-1/4" |  |  | 300LB |  | RF | ASTM | [9 empty] | EA | 8
삼한 ENG | FLANGE | WN | N/A | A182-F316L | 3" |  |  | 300LB |  | RF | ASTM | [9 empty] | EA | 2
삼한 ENG | FLANGE | BL | N/A | A182-F316L | 3/4" |  |  | 300LB |  | RF | ASTM | [9 empty] | EA | 12
삼한 ENG | FLANGE | SO | N/A | A182-F316L | 3/4" |  |  | 300LB |  | RF | ASTM | [9 empty] | EA | 15
삼한 ENG | FLANGE | SW | N/A | A182-F316L | 3/4" |  |  | 300LB |  | RF | ASTM | [9 empty] | EA | 35
삼한 ENG | FLANGE | SW | N/A | A182-F316L | 3/4" |  |  | 300LB |  | RF | ASTM | [9 empty] | EA | 371
삼한 ENG | FLANGE | SW | RED | A182-F316L | 3/4" | 1" |  | 300LB |  | RF | ASTM | [9 empty] | EA | 10
삼한 ENG | FLANGE | WN | N/A | A182-F316L | 3/4" |  |  | 300LB |  | RF | ASTM | [9 empty] | EA | 97
삼한 ENG | FLANGE | SW | N/A | A182-F316L | 1" |  |  | 600LB |  | RF | ASTM | [9 empty] | EA | 6
삼한 ENG | FLANGE | SW | N/A | A182-F316L | 1" |  |  | 600LB |  | RF | ASTM | [9 empty] | EA | 24
삼한 ENG | FLANGE | WN | N/A | A182-F316L | 1" |  |  | 600LB |  | RF | ASTM | [9 empty] | EA | 312
삼한 ENG | FLANGE | BL | N/A | A182-F316L | 1/2" |  |  | 600LB |  | RF | ASTM | [9 empty] | EA | 45
삼한 ENG | FLANGE | SW | N/A | A182-F316L | 1/2" |  |  | 600LB |  | RF | ASTM | [9 empty] | EA | 2
삼한 ENG | FLANGE | SW | N/A | A182-F316L | 1/2" |  |  | 600LB |  | RF | ASTM | [9 empty] | EA | 61
삼한 ENG | FLANGE | WN | N/A | A182-F316L | 1/2" |  |  | 600LB |  |  | ASTM | [9 empty] | EA | 5
삼한 ENG | FLANGE | WN | N/A | A182-F316L | 1/2" |  |  | 600LB |  | RF | ASTM | [9 empty] | EA | 12
삼한 ENG | FLANGE | WN | N/A | A182-F316L | 1/2" |  |  | 600LB |  |  | ASTM | [9 empty] | EA | 45
삼한 ENG | FLANGE | WN | N/A | A182-F316L | 1/2" |  |  | 600LB |  | RF | ASTM | [9 empty] | EA | 166
삼한 ENG | FLANGE | SW | N/A | A182-F316L | 1-1/2" |  |  | 600LB |  | RF | ASTM | [9 empty] | EA | 36
삼한 ENG | FLANGE | WN | N/A | A182-F316L | 1-1/2" |  |  | 600LB |  | RF | ASTM | [9 empty] | EA | 2
삼한 ENG | FLANGE | BL | N/A | A182-F316L | 3/4" |  |  | 600LB |  | RF | ASTM | [9 empty] | EA | 19
삼한 ENG | FLANGE | SW | N/A | A182-F316L | 3/4" |  |  | 600LB |  | RF | ASTM | [9 empty] | EA | 17
삼한 ENG | FLANGE | SW | RED | A182-F316L | 3/4" | 1" |  | 600LB |  | RF | ASTM | [9 empty] | EA | 4
삼한 ENG | FLANGE | WN | N/A | A182-F316L | 3/4" |  |  | 600LB |  | RTJ | ASTM | [9 empty] | EA | 2
삼한 ENG | FLANGE | WN | N/A | A182-F316L | 3/4" |  |  | 600LB |  | RF | ASTM | [9 empty] | EA | 1
삼한 ENG | FLANGE | WN | N/A | A182-F316L | 3/4" |  |  | 600LB |  | RTJ | ASTM | [9 empty] | EA | 12
삼한 ENG | FLANGE | BL | N/A | A182-F316L | 1" |  |  | 900LB |  | RF | ASTM | [9 empty] | EA | 2
삼한 ENG | FLANGE | WN | N/A | A182-F316L | 1/2" |  |  | 900LB |  | RF | ASTM | [9 empty] | EA | 26
삼한 ENG | FLANGE | BL | N/A | A182-F316L | 3/4" |  |  | 900LB |  | RF | ASTM | [9 empty] | EA | 2
삼한 ENG | FLANGE | SW | N/A | A182-F316L | 3/4" |  |  | 900LB |  | RF | ASTM | [9 empty] | EA | 35
삼한 ENG | FLANGE | SW | N/A | A182-F51 | 1" |  |  | 150LB |  | FF | ASTM | [9 empty] | EA | 14
삼한 ENG | FLANGE | SW | N/A | A182-F51 | 1" |  |  | 150LB |  | RF | ASTM | [9 empty] | EA | 6
삼한 ENG | FLANGE | SW | N/A | A182-F51 | 1" |  |  | 150LB |  | RF | ASTM | [9 empty] | EA | 3
삼한 ENG | FLANGE | UNKNOWN | N/A | A182-F51 | 1/2" |  |  | 150LB |  | RF | ASTM | [9 empty] | EA | 2
삼한 ENG | FLANGE | SW | N/A | A182-F51 | 1/2" |  |  | 150LB |  | FF | ASTM | [9 empty] | EA | 30
삼한 ENG | FLANGE | BL | N/A | A182-F51 | 1-1/2" |  |  | 150LB |  | FF | ASTM | [9 empty] | EA | 2
삼한 ENG | FLANGE | SW | N/A | A182-F51 | 2" |  |  | 150LB |  | RF | ASTM | [9 empty] | EA | 5
삼한 ENG | FLANGE | SW | N/A | A182-F51 | 3" |  |  | 150LB |  | FF | ASTM | [9 empty] | EA | 23
삼한 ENG | FLANGE | SW | N/A | A182-F51 | 3/4" |  |  | 150LB |  | FF | ASTM | [9 empty] | EA | 26
삼한 ENG | FLANGE | SW | N/A | A182-F51 | 3/4" |  |  | 150LB |  | RF | ASTM | [9 empty] | EA | 5
삼한 ENG | FLANGE | WN | N/A | A182-F51 | 1" |  |  | 300LB |  | RF | ASTM | [9 empty] | EA | 2
삼한 ENG | FLANGE | WN | N/A | A182-F51 | 1/2" |  |  | 300LB |  | RF | ASTM | [9 empty] | EA | 107
삼한 ENG | FLANGE | SW | N/A | A182-F51 | 3/4" |  |  | 300LB |  | RF | ASTM | [9 empty] | EA | 2
삼한 ENG | FLANGE | SW | N/A | A182-F51 | 1/2" |  |  | 600LB |  | RF | ASTM | [9 empty] | EA | 4
삼한 ENG | FLANGE | WN | N/A | A182-F51 | 1/2" |  |  | 600LB |  | RF | ASTM | [9 empty] | EA | 2
삼한 ENG | FLANGE | SW | N/A | A182-F51 | 1-1/2" |  |  | 600LB |  | RF | ASTM | [9 empty] | EA | 6
삼한 ENG | FLANGE | WN | N/A | A182-F53 | 1" |  |  | 1500LB |  | RF | ASTM | [9 empty] | EA | 2
삼한 ENG | FLANGE | SW | N/A | A182-F53 | 1" |  |  | 150LB |  | FF | ASTM | [9 empty] | EA | 18
삼한 ENG | FLANGE | BL | N/A | A182-F53 | 1/2" |  |  | 150LB |  | RF | ASTM | [9 empty] | EA | 3
삼한 ENG | FLANGE | BL | N/A | A182-F53 | 2" |  |  | 150LB |  | FF | ASTM | [9 empty] | EA | 6
삼한 ENG | FLANGE | WN | N/A | A182-F53 | 3/4" |  |  | 150LB |  | RF | ASTM | [9 empty] | EA | 4
삼한 ENG | FLANGE | SW | N/A | A182-F53 | 1" |  |  | 300LB |  | FF | ASTM | [9 empty] | EA | 6
삼한 ENG | FLANGE | WN | N/A | A182-F53 | 1/2" |  |  | 600LB |  | RF | ASTM | [9 empty] | EA | 2
삼한 ENG | FLANGE | WN | N/A | A182-F53 | 3/4" |  |  | 600LB |  | RF | ASTM | [9 empty] | EA | 9
삼한 ENG | FLANGE | SW | N/A | A182-F55 | 1/2" |  |  | 300LB |  | RF | ASTM | [9 empty] | EA | 1
삼한 ENG | FLANGE | BL | N/A | A182-F55 | 3/4" |  |  | 300LB |  | RF | ASTM | [9 empty] | EA | 4
삼한 ENG | FLANGE | SW | N/A | A182-F55 | 3/4" |  |  | 300LB |  | RF | ASTM | [9 empty] | EA | 2
삼한 ENG | FLANGE | SW | RED | A182-F55 | 3/4" | 1/2" |  | 300LB |  | RF | ASTM | [9 empty] | EA | 2
삼한 ENG | FLANGE | WN | N/A | A182-F55 | 3/4" |  |  | 300LB |  | RF | ASTM | [9 empty] | EA | 34
삼한 ENG | FLANGE | WN | N/A | A182-F55 | 3/4" |  |  | 300LB |  | RF | ASTM | [9 empty] | EA | 17
삼한 ENG | FLANGE | SW | N/A | A182-LF2 | 1-1/2" |  |  | 6000LB |  | RF | ASTM | [9 empty] | EA | 1
삼한 ENG | FLANGE | WN | N/A | A350-LF2 | 1" |  |  | 1500LB |  | RF | ASTM | [9 empty] | EA | 4
삼한 ENG | FLANGE | SW | N/A | A350-LF2 | 3/4" |  |  | 1500LB |  | RF | ASTM | [9 empty] | EA | 16
삼한 ENG | FLANGE | BL | N/A | A350-LF2 | 1" |  |  | 2500LB |  | RTJ | ASTM | [9 empty] | EA | 2
삼한 ENG | FLANGE | SW | RED | A350-LF2 | 1" | 3/4" |  | 300LB |  | RF | ASTM | [9 empty] | EA | 10
삼한 ENG | FLANGE | WN | N/A | A350-LF2 | 1" |  |  | 300LB |  | RF | ASTM | [9 empty] | EA | 21
삼한 ENG | FLANGE | SW | N/A | A350-LF2 | 1/2" |  |  | 300LB |  | RF | ASTM | [9 empty] | EA | 4
삼한 ENG | FLANGE | WN | N/A | A350-LF2 | 1/2" |  |  | 300LB |  | RF | ASTM | [9 empty] | EA | 18
삼한 ENG | FLANGE | SW | N/A | A350-LF2 | 1-1/2" |  |  | 300LB |  | RF | ASTM | [9 empty] | EA | 2
삼한 ENG | FLANGE | BL | N/A | A350-LF2 | 3/4" |  |  | 300LB |  | RF | ASTM | [9 empty] | EA | 2
삼한 ENG | FLANGE | SW | N/A | A350-LF2 | 3/4" |  |  | 300LB |  | RF | ASTM | [9 empty] | EA | 2
삼한 ENG | FLANGE | WN | N/A | A350-LF2 | 3/4" |  |  | 300LB |  | RF | ASTM | [9 empty] | EA | 3
삼한 ENG | FLANGE | WN | N/A | A350-LF2 | 3/4" |  |  | 300LB |  | RF | ASTM | [9 empty] | EA | 21
삼한 ENG | FLANGE | SW | N/A | A350-LF2 | 1-1/2" |  |  | 600LB |  | RF | ASTM | [9 empty] | EA | 1
삼한 ENG | FLANGE | SW | N/A | A350-LF2 | 1-1/2" |  |  | 600LB |  | RF | ASTM | [9 empty] | EA | 2
삼한 ENG | FLANGE | SW | N/A | A350-LF2 | 3/4" |  |  | 600LB |  | RF | ASTM | [9 empty] | EA | 2
삼한 ENG | FLANGE | WN | N/A | A350-LF2 | 3/4" |  |  | 600LB |  | RF | ASTM | [9 empty] | EA | 3
삼한 ENG | FLANGE | WN | N/A | A350-LF2 | 3/4" |  |  | 900LB |  | RF | ASTM | [9 empty] | EA | 4
삼한 ENG | FLANGE | WN | N/A | A479-410 | 1/2" |  |  | 300LB |  | RF | ASTM | [9 empty] | EA | 2
삼한 ENG | FLANGE | SW | N/A | C70600 | 1" |  |  | 150LB |  | RF | ASTM | [9 empty] | EA | 6
삼한 ENG | FLANGE | SW | N/A | C70600 | 1/2" |  |  | 150LB |  | RF | ASTM | [9 empty] | EA | 22
삼한 ENG | FLANGE | WN | N/A | C70600 | 3/4" |  |  | 150LB |  | RF | ASTM | [9 empty] | EA | 66
삼한 ENG | FLANGE | BL | N/A | N08020 | 1" |  |  | 150LB |  | RF | ASTM | [9 empty] | EA | 8
삼한 ENG | FLANGE | SW | N/A | N08020 | 1/2" |  |  | 300LB |  | RF | ASTM | [9 empty] | EA | 4
삼한 ENG | FLANGE | WN | N/A | N08825 | 3/4" |  |  | 300LB |  | RF | ASTM | [9 empty] | EA | 4
삼한 ENG | FLANGE | WN | N/A | N08825 | 3/4" |  |  | 600LB |  | RF | ASTM | [9 empty] | EA | 1
삼한 ENG | FLANGE | SW | RED | A182-F316L | 1" | 3/4" |  | 150LB |  | RF | ASTM | [9 empty] | EA | 8
삼한 ENG | FLANGE | SW | RED | A182-F316L | 1" | 3/4" |  | 300LB |  | RF | ASTM | [9 empty] | EA | 1
삼한 ENG | FLANGE | SW | RED | A182-F316L | 3/4" | 1/2" |  | 600LB |  | RF | ASTM | [9 empty] | EA | 2
Note on P2: 박진목: 유 무
Note on U2: 박진목: 날짜 입력 형식 제시 2020-03-18 사용자에게 가이드 제시

## VALVE
[14 empty] | 자재 표면의 스크래치 유무를 알려주세요 | DENT 유무를 알려주세요 | 녹 발생 유무를 알려주세요 | Heat no.와 성적서가 모두 있는 경우, Y를 선택, 둘 중 하나라도 없을 경우 N을 선택해 주세요 | 도면 유무를 입력해 주세요 | HYDRO TEST 혹은 PNEUMATIC TECT의 REPORT 유무를 입력해 주세요 | 제조된 날짜를 YYYY-MM-DD 형태로 입력해주세요 | 제조사를 입력해주세요 | 제조된 국가를 입력해 주세요 | 납품 가능한 일정 관련, 숫자만 입력해 주세요. 구매자가 가상 계좌에 입급한 후 기준으로 입력해 주세요.
SUPPLIER | CATEGORY | ITEM | FORGED/CASTING | TYPE | BORE | OPERATING TYPE | MATERIAL GRADE | TRIM MATERIAL | SEAT MATERIAL | SIZE1 | PRESSURE RATING | END | CODE | SCRATCH Y/N | DENT Y/N | RUST Y/N | HEAT NO. AND PRODUCT CERTI. Y/N | DRAWING Y/N | PRESSURE TEST REPORT Y/N | MANUFACTURED YEAR | MANUFACTURER | COUNTRY | AVAILABLE DELIVERY DATE | UNIT | QUANTITY | UNIT PRICE | PRICE
삼한 ENG | VALVE | BALL VALVE | FORGED |  |  |  | A105 |  |  | 3/4" | 150LB | RF | ASTM | [7 empty] | OS |  |  | EA | 6
삼한 ENG | VALVE | BALL VALVE | FORGED |  |  |  | A105 |  |  | 1/2" | 600LB | PT | ASTM | [7 empty] | KPL |  |  | EA | 5
삼한 ENG | VALVE | BALL VALVE | FORGED |  |  |  | A105 |  |  | 3/8" | 600LB | PT | ASTM | [7 empty] | 삼신 |  |  | EA | 2
삼한 ENG | VALVE | BALL VALVE | FORGED |  |  |  | A182-F304 |  |  | 3/8" | 800LB | PT | ASTM | [7 empty] | KPL |  |  | EA | 1
삼한 ENG | VALVE | BALL VALVE | FORGED |  |  |  | A182-F304/L |  |  | 1/2" | 600LB | PT | ASTM | [7 empty] | KPL |  |  | EA | 4
삼한 ENG | VALVE | BALL VALVE | FORGED |  |  |  | A182-F304L |  |  | 1/2" | 600LB | PT | ASTM | [7 empty] | 화성 |  |  | EA | 16
삼한 ENG | VALVE | BALL VALVE | FORGED |  |  |  | A182-F304L |  |  | 1/2" | 600LB | PT | ASTM | [7 empty] | KPL |  |  | EA | 1
삼한 ENG | VALVE | BALL VALVE | FORGED |  |  |  | A182-F304L |  |  | 1/2" | 600LB | PT | ASTM | [7 empty] | OS |  |  | EA | 1
삼한 ENG | VALVE | BALL VALVE | FORGED |  |  |  | A182-F304L |  |  | 3/8" | 600LB | PT | ASTM | [7 empty] | 동강 |  |  | EA | 1
삼한 ENG | VALVE | BALL VALVE | FORGED |  |  |  | A182-F304L |  |  | 3/8" | 600LB | PT | ASTM | [7 empty] | KPL |  |  | EA | 10
삼한 ENG | VALVE | BALL VALVE | FORGED |  |  |  | A182-F304L |  |  | 3/8" | 800LB | SW | ASTM | [7 empty] | 동강 |  |  | EA | 1
삼한 ENG | VALVE | BALL VALVE | FORGED |  |  |  | A182-F304L |  |  | 3/8" | 800LB | SW | ASTM | [7 empty] | OS |  |  | EA | 2
삼한 ENG | VALVE | BALL VALVE | FORGED |  |  |  | A182-F316/L |  |  | 3/8" | 800LB | PT | ASTM | [7 empty] | KPL |  |  | EA | 6
삼한 ENG | VALVE | BALL VALVE | FORGED |  |  |  | A182-F316L |  |  | 1" | 150LB | RF | ASTM | [7 empty] | JMC |  |  | EA | 43
삼한 ENG | VALVE | BALL VALVE | FORGED |  |  |  | A182-F316L |  |  | 1/2" | 300LB | RF | ASTM | [7 empty] | KPC |  |  | EA | 2
삼한 ENG | VALVE | BALL VALVE | FORGED |  |  |  | A182-F316L |  |  | 3/4" | 300LB | RF | ASTM | [7 empty] | 화성 |  |  | EA | 4
삼한 ENG | VALVE | BALL VALVE | FORGED |  |  |  | A182-F316L |  |  | 1/2" | 600LB | PT | ASTM | [7 empty] | 동강 |  |  | EA | 3
삼한 ENG | VALVE | BALL VALVE | FORGED |  |  |  | A182-F316L |  |  | 1/2" | 600LB | SW | ASTM | [7 empty] | 동강 |  |  | EA | 1
삼한 ENG | VALVE | BALL VALVE | FORGED |  |  |  | A182-F316L |  |  | 3/4" | 600LB | SW | ASTM | [7 empty] | 동강 |  |  | EA | 1
삼한 ENG | VALVE | BALL VALVE | FORGED |  |  |  | A182-F316L |  |  | 3/8" | 600LB | PT | ASTM | [7 empty] | OS |  |  | EA | 2
삼한 ENG | VALVE | BALL VALVE | FORGED |  |  |  | A182-F316L |  |  | 1" | 800LB | SW | ASTM | [7 empty] | KPL |  |  | EA | 1
삼한 ENG | VALVE | BALL VALVE | FORGED |  |  |  | A182-F316L |  |  | 1/2" | 800LB | PT | ASTM | [7 empty] | 동강 |  |  | EA | 1
삼한 ENG | VALVE | BALL VALVE | FORGED |  |  |  | A182-F316L |  |  | 1/2" | 800LB | SW | ASTM | [7 empty] | 화성 |  |  | EA | 2
삼한 ENG | VALVE | BALL VALVE | FORGED |  |  |  | A182-F316L |  |  | 1/2" | 800LB | SW | ASTM | [7 empty] | SWI |  |  | EA | 2
삼한 ENG | VALVE | BALL VALVE | FORGED |  |  |  | A182-F316L |  |  | 3/8" | 800LB | NPT | ASTM | [7 empty] | KPL |  |  | EA | 3
삼한 ENG | VALVE | BALL VALVE | FORGED |  |  |  | N08825 |  |  | 1/2" | 300LB | RF | ASTM | [7 empty] | KPC |  |  | EA | 4
삼한 ENG | VALVE | CHECK VALVE | FORGED | LIFT |  |  | A105 |  |  | 1" | 1500LB | SW | ASTM | [7 empty] | OS |  |  | EA | 3
삼한 ENG | VALVE | CHECK VALVE | FORGED | LIFT |  |  | A105 |  |  | 1" | 600LB | SW | ASTM | [7 empty] | OS |  |  | EA | 2
삼한 ENG | VALVE | CHECK VALVE | FORGED | SWING |  |  | A105 |  |  | 2" | 600LB | SW | ASTM | [7 empty] | OS |  |  | EA | 4
삼한 ENG | VALVE | CHECK VALVE | FORGED | LIFT |  |  | A105 |  |  | 1/2" | 800LB | PT | ASTM | [7 empty] | DK |  |  | EA | 2
삼한 ENG | VALVE | CHECK VALVE | FORGED | SWING |  |  | A105 |  |  | 1/2" | 800LB | SW | ASTM | [7 empty] | OS |  |  | EA | 1
삼한 ENG | VALVE | GATE VALVE | FORGED |  |  |  | A105 |  |  | 3/4" | 1500LB | SW | ASTM | [7 empty] | OS |  |  | EA | 2
삼한 ENG | VALVE | GATE VALVE | FORGED |  |  |  | A105 |  |  | 1" | 150LB | RF | ASTM | [7 empty] | OS |  |  | EA | 6
삼한 ENG | VALVE | GATE VALVE | FORGED |  |  |  | A105 |  |  | 1-1/2" | 150LB | RF | ASTM | [7 empty] | OS |  |  | EA | 8
삼한 ENG | VALVE | GATE VALVE | FORGED |  |  |  | A105 |  |  | 3/4" | 150LB | RF | ASTM | [7 empty] | DK |  |  | EA | 4
삼한 ENG | VALVE | GATE VALVE | FORGED |  |  |  | A105 |  |  | 3/4" | 150LB | RF | ASTM | [7 empty] | OS |  |  | EA | 17
삼한 ENG | VALVE | GATE VALVE | FORGED |  |  |  | A105 |  |  | 3/4" | 150LB | RF | ASTM | [7 empty] | SAVE |  |  | EA | 1
삼한 ENG | VALVE | GATE VALVE | FORGED |  |  |  | A105 |  |  | 1" | 300LB | RF | ASTM | [7 empty] | OS |  |  | EA | 4
삼한 ENG | VALVE | GATE VALVE | FORGED |  |  |  | A105 |  |  | 1/2" | 300LB | RF | ASTM | [7 empty] | DK |  |  | EA | 16
삼한 ENG | VALVE | GATE VALVE | FORGED |  |  |  | A105 |  |  | 1/2" | 300LB | RF | ASTM | [7 empty] | OS |  |  | EA | 3
삼한 ENG | VALVE | GATE VALVE | FORGED |  |  |  | A105 |  |  | 1-1/2" | 300LB | RF | ASTM | [7 empty] | OS |  |  | EA | 2
삼한 ENG | VALVE | GATE VALVE | FORGED |  |  |  | A105 |  |  | 3/4" | 300LB | RF | ASTM | [7 empty] | OS |  |  | EA | 17
삼한 ENG | VALVE | GATE VALVE | FORGED |  |  |  | A105 |  |  | 3/4" | 300LB | RF | ASTM | [7 empty] | PK |  |  | EA | 19
삼한 ENG | VALVE | GATE VALVE | FORGED |  |  |  | A105 |  |  | 1" | 600LB | RF | ASTM | [7 empty] | SWI |  |  | EA | 1
삼한 ENG | VALVE | GATE VALVE | FORGED |  |  |  | A105 |  |  | 1/2" | 600LB | RF | ASTM | [7 empty] | DK |  |  | EA | 2
삼한 ENG | VALVE | GATE VALVE | FORGED |  |  |  | A105 |  |  | 1/2" | 600LB | SW | ASTM | [7 empty] | DK |  |  | EA | 5
삼한 ENG | VALVE | GATE VALVE | FORGED |  |  |  | A105 |  |  | 3/4" | 600LB | SW | ASTM | [7 empty] | DK |  |  | EA | 4
삼한 ENG | VALVE | GATE VALVE | FORGED |  |  |  | A105 |  |  | 3/8" | 600LB | SW | ASTM | [7 empty] | OS |  |  | EA | 4
삼한 ENG | VALVE | GATE VALVE | FORGED |  |  |  | A105 |  |  | 1 | 800LB | PT | ASTM | [7 empty] | OS |  |  | EA | 2
삼한 ENG | VALVE | GATE VALVE | FORGED |  |  |  | A105 |  |  | 1" | 800LB | PT | ASTM | [7 empty] | DK |  |  | EA | 1
삼한 ENG | VALVE | GATE VALVE | FORGED |  |  |  | A105 |  |  | 1" | 800LB | SW | ASTM | [7 empty] | DK |  |  | EA | 2
삼한 ENG | VALVE | GATE VALVE | FORGED |  |  |  | A105 |  |  | 1" | 800LB | SW | ASTM | [7 empty] | OS |  |  | EA | 1
삼한 ENG | VALVE | GATE VALVE | FORGED |  |  |  | A105 |  |  | 1/2" | 800LB | BW | ASTM | [7 empty] | OS |  |  | EA | 4
삼한 ENG | VALVE | GATE VALVE | FORGED |  |  |  | A105 |  |  | 1/2" | 800LB | PT | ASTM | [7 empty] | DK |  |  | EA | 10
삼한 ENG | VALVE | GATE VALVE | FORGED |  |  |  | A105 |  |  | 1/2" | 800LB | PT | ASTM | [7 empty] | OS |  |  | EA | 9
삼한 ENG | VALVE | GATE VALVE | FORGED |  |  |  | A105 |  |  | 1/2" | 800LB | SW | ASTM | [7 empty] | 일신 |  |  | EA | 5
삼한 ENG | VALVE | GATE VALVE | FORGED |  |  |  | A105 |  |  | 1/2" | 800LB | SW | ASTM | [7 empty] | DK |  |  | EA | 25
삼한 ENG | VALVE | GATE VALVE | FORGED |  |  |  | A105 |  |  | 1/2" | 800LB | SW | ASTM | [7 empty] | SAVE |  |  | EA | 8
삼한 ENG | VALVE | GATE VALVE | FORGED |  |  |  | A105 |  |  | 1-1/2" | 800LB | PT | ASTM | [7 empty] | OS |  |  | EA | 3
삼한 ENG | VALVE | GATE VALVE | FORGED |  |  |  | A105 |  |  | 1-1/2" | 800LB | SW | ASTM | [7 empty] | DK |  |  | EA | 2
삼한 ENG | VALVE | GATE VALVE | FORGED |  |  |  | A105 |  |  | 1-1/2" | 800LB | SW | ASTM | [7 empty] | OS |  |  | EA | 1
삼한 ENG | VALVE | GATE VALVE | FORGED |  |  |  | A105 |  |  | 2" | 800LB | PT | ASTM | [7 empty] | 무로고 |  |  | EA | 3
삼한 ENG | VALVE | GATE VALVE | FORGED |  |  |  | A105 |  |  | 2" | 800LB | SW | ASTM | [7 empty] | DK |  |  | EA | 19
삼한 ENG | VALVE | GATE VALVE | FORGED |  |  |  | A105 |  |  | 2" | 800LB | SW | ASTM | [7 empty] | OS |  |  | EA | 1
삼한 ENG | VALVE | GATE VALVE | FORGED |  |  |  | A105 |  |  | 3/4" | 800LB | BW | ASTM | [7 empty] | OS |  |  | EA | 3
삼한 ENG | VALVE | GATE VALVE | FORGED |  |  |  | A105 |  |  | 3/4" | 800LB | BW | ASTM | [7 empty] | SAVE |  |  | EA | 6
삼한 ENG | VALVE | GATE VALVE | FORGED |  |  |  | A105 |  |  | 3/4" | 800LB | PT | ASTM | [7 empty] | OS |  |  | EA | 1
삼한 ENG | VALVE | GATE VALVE | FORGED |  |  |  | A105 |  |  | 3/4" | 800LB | SW | ASTM | [7 empty] | DK |  |  | EA | 3
삼한 ENG | VALVE | GATE VALVE | FORGED |  |  |  | A105 |  |  | 3/4" | 800LB | SW | ASTM | [7 empty] | OS |  |  | EA | 1
삼한 ENG | VALVE | GATE VALVE | FORGED |  |  |  | A105 |  |  | 3/4" | 800LB | SW | ASTM | [7 empty] | SAVE |  |  | EA | 20
삼한 ENG | VALVE | GATE VALVE | FORGED |  |  |  | A105 |  |  | 3/8" | 800LB | SW | ASTM | [7 empty] | OS |  |  | EA | 1
삼한 ENG | VALVE | GATE VALVE | FORGED |  |  |  | A105 |  |  | 1-1/2" | 900LB | SW | ASTM | [7 empty] | OS |  |  | EA | 1
삼한 ENG | VALVE | GATE VALVE | FORGED |  |  |  | A105N |  |  | 1/2" | 800LB | SW | ASTM | [7 empty] | OS |  |  | EA | 20
삼한 ENG | VALVE | GATE VALVE | FORGED |  |  |  | A182-F304/L |  |  | 1/2" | 800LB | RF | ASTM | [7 empty] | OS |  |  | EA | 4
삼한 ENG | VALVE | GATE VALVE | FORGED |  |  |  | A182-F304L |  |  | 1/2" | 1500LB | SW | ASTM | [7 empty] | OS |  |  | EA | 1
삼한 ENG | VALVE | GATE VALVE | FORGED |  |  |  | A182-F304L |  |  | 1/2" | 150LB | RF | ASTM | [7 empty] | OS |  |  | EA | 8
삼한 ENG | VALVE | GATE VALVE | FORGED |  |  |  | A182-F304L |  |  | 1/2" | 300LB | RF | ASTM | [7 empty] | 일신 |  |  | EA | 12
삼한 ENG | VALVE | GATE VALVE | FORGED |  |  |  | A182-F304L |  |  | 1/2" | 300LB | RF | ASTM | [7 empty] | OS |  |  | EA | 12
삼한 ENG | VALVE | GATE VALVE | FORGED |  |  |  | A182-F304L |  |  | 1" | 600LB | SW | ASTM | [7 empty] | OS |  |  | EA | 5
삼한 ENG | VALVE | GATE VALVE | FORGED |  |  |  | A182-F304L |  |  | 1/2" | 600LB | PT | ASTM | [7 empty] | OS |  |  | EA | 2
삼한 ENG | VALVE | GATE VALVE | FORGED |  |  |  | A182-F304L |  |  | 1/2" | 600LB | RF | ASTM | [7 empty] | OS |  |  | EA | 6
삼한 ENG | VALVE | GATE VALVE | FORGED |  |  |  | A182-F304L |  |  | 1/2" | 600LB | SW | ASTM | [7 empty] | 동강 |  |  | EA | 6
삼한 ENG | VALVE | GATE VALVE | FORGED |  |  |  | A182-F304L |  |  | 1" | 800LB | PT | ASTM | [7 empty] | 동강 |  |  | EA | 13
삼한 ENG | VALVE | GATE VALVE | FORGED |  |  |  | A182-F304L |  |  | 1" | 800LB | SW | ASTM | [7 empty] | 일신 |  |  | EA | 1
삼한 ENG | VALVE | GATE VALVE | FORGED |  |  |  | A182-F304L |  |  | 1" | 800LB | SW | ASTM | [7 empty] | OS |  |  | EA | 2
삼한 ENG | VALVE | GATE VALVE | FORGED |  |  |  | A182-F304L |  |  | 1/2" | 800LB | PT | ASTM | [7 empty] | OS |  |  | EA | 2
삼한 ENG | VALVE | GATE VALVE | FORGED |  |  |  | A182-F304L |  |  | 1/2" | 800LB | SW | ASTM | [7 empty] | 일신 |  |  | EA | 3
삼한 ENG | VALVE | GATE VALVE | FORGED |  |  |  | A182-F304L |  |  | 1/2" | 800LB | SW | ASTM | [7 empty] | OS |  |  | EA | 20
삼한 ENG | VALVE | GATE VALVE | FORGED |  |  |  | A182-F304L |  |  | 1/2" | 800LB | SW | ASTM | [7 empty] | SWI |  |  | EA | 3
삼한 ENG | VALVE | GATE VALVE | FORGED |  |  |  | A182-F304L |  |  | 3/4" | 800LB | SW | ASTM | [7 empty] | 동강 |  |  | EA | 13
삼한 ENG | VALVE | GATE VALVE | FORGED |  |  |  | A182-F304L |  |  | 3/4" | 800LB | SW | ASTM | [7 empty] | OS |  |  | EA | 1
삼한 ENG | VALVE | GATE VALVE | FORGED |  |  |  | A182-F304L |  |  | 3/8" | 800LB | PT | ASTM | [7 empty] | 일신 |  |  | EA | 1
삼한 ENG | VALVE | GATE VALVE | FORGED |  |  |  | A182-F304L |  |  | 3/8" | 800LB | SW | ASTM | [7 empty] | 일신 |  |  | EA | 1
삼한 ENG | VALVE | GATE VALVE | FORGED |  |  |  | A182-F304L |  |  | 3/8" | 800LB | SW | ASTM | [7 empty] | OS |  |  | EA | 2
삼한 ENG | VALVE | GATE VALVE | FORGED |  |  |  | A182-F316/L |  |  | 3/4" | 300LB | RF | ASTM | [7 empty] | OS |  |  | EA | 1
삼한 ENG | VALVE | GATE VALVE | FORGED |  |  |  | A182-F316/L |  |  | 1/2" | 800LB | SW | ASTM | [7 empty] | OS |  |  | EA | 1
삼한 ENG | VALVE | GATE VALVE | FORGED |  |  |  | A182-F316/L |  |  | 3/4" | 800LB | SW | ASTM | [7 empty] | OS |  |  | EA | 2
삼한 ENG | VALVE | GATE VALVE | FORGED |  |  |  | A182-F316L |  |  | 1/2" | 1500LB | SW | ASTM | [7 empty] | OS |  |  | EA | 2
삼한 ENG | VALVE | GATE VALVE | FORGED |  |  |  | A182-F316L |  |  | 3/4" | 1500LB | RF | ASTM | [7 empty] | OS |  |  | EA | 2
삼한 ENG | VALVE | GATE VALVE | FORGED |  |  |  | A182-F316L |  |  | 3/4" | 1500LB | SW | ASTM | [7 empty] | OS |  |  | EA | 2
삼한 ENG | VALVE | GATE VALVE | FORGED |  |  |  | A182-F316L |  |  | 1" | 150LB | FF | ASTM | [7 empty] | DK |  |  | EA | 2
삼한 ENG | VALVE | GATE VALVE | FORGED |  |  |  | A182-F316L |  |  | 1" | 150LB | RF | ASTM | [7 empty] | OS |  |  | EA | 7
삼한 ENG | VALVE | GATE VALVE | FORGED |  |  |  | A182-F316L |  |  | 1/2" | 150LB | RF | ASTM | [7 empty] | OS |  |  | EA | 3
삼한 ENG | VALVE | GATE VALVE | FORGED |  |  |  | A182-F316L |  |  | 3/4" | 150LB | FF | ASTM | [7 empty] | DK |  |  | EA | 1
삼한 ENG | VALVE | GATE VALVE | FORGED |  |  |  | A182-F316L |  |  | 3/4" | 150LB | RF | ASTM | [7 empty] | 일신 |  |  | EA | 5
삼한 ENG | VALVE | GATE VALVE | FORGED |  |  |  | A182-F316L |  |  | 1" | 300LB | RF | ASTM | [7 empty] | OS |  |  | EA | 12
삼한 ENG | VALVE | GATE VALVE | FORGED |  |  |  | A182-F316L |  |  | 1/2" | 300LB | RF | ASTM | [7 empty] | 동강 |  |  | EA | 29
삼한 ENG | VALVE | GATE VALVE | FORGED |  |  |  | A182-F316L |  |  | 1/2" | 300LB | RF | ASTM | [7 empty] | BONNEY FORGE |  |  | EA | 2
삼한 ENG | VALVE | GATE VALVE | FORGED |  |  |  | A182-F316L |  |  | 1/2" | 300LB | RF | ASTM | [7 empty] | OS |  |  | EA | 36
삼한 ENG | VALVE | GATE VALVE | FORGED |  |  |  | A182-F316L |  |  | 1/2" | 300LB | RF | ASTM | [7 empty] | SAVE |  |  | EA | 10
삼한 ENG | VALVE | GATE VALVE | FORGED |  |  |  | A182-F316L |  |  | 1/2" | 300LB | RF | ASTM | [7 empty] | SWI |  |  | EA | 2
삼한 ENG | VALVE | GATE VALVE | FORGED |  |  |  | A182-F316L |  |  | 3/4" | 300LB | RF | ASTM | [7 empty] | 동강 |  |  | EA | 18
삼한 ENG | VALVE | GATE VALVE | FORGED |  |  |  | A182-F316L |  |  | 3/4" | 300LB | RF | ASTM | [7 empty] | 일신 |  |  | EA | 16
삼한 ENG | VALVE | GATE VALVE | FORGED |  |  |  | A182-F316L |  |  | 3/4" | 300LB | RF | ASTM | [7 empty] | OS |  |  | EA | 6
삼한 ENG | VALVE | GATE VALVE | FORGED |  |  |  | A182-F316L |  |  | 3/4" | 300LB | RF | ASTM | [7 empty] | SAVE |  |  | EA | 6
삼한 ENG | VALVE | GATE VALVE | FORGED |  |  |  | A182-F316L |  |  | 1" | 600LB | RF | ASTM | [7 empty] | 동강 |  |  | EA | 4
삼한 ENG | VALVE | GATE VALVE | FORGED |  |  |  | A182-F316L |  |  | 1/2" | 600LB | RF | ASTM | [7 empty] | OS |  |  | EA | 2
삼한 ENG | VALVE | GATE VALVE | FORGED |  |  |  | A182-F316L |  |  | 3/4" | 600LB | RF | ASTM | [7 empty] | 일신 |  |  | EA | 3
삼한 ENG | VALVE | GATE VALVE | FORGED |  |  |  | A182-F316L |  |  | 3/4" | 600LB | RF | ASTM | [7 empty] | OS |  |  | EA | 4
삼한 ENG | VALVE | GATE VALVE | FORGED |  |  |  | A182-F316L |  |  | 3/4" | 600LB | SW | ASTM | [7 empty] | OS |  |  | EA | 10
삼한 ENG | VALVE | GATE VALVE | FORGED |  |  |  | A182-F316L |  |  | 1" | 800LB | PT | ASTM | [7 empty] | 동강 |  |  | EA | 2
삼한 ENG | VALVE | GATE VALVE | FORGED |  |  |  | A182-F316L |  |  | 1" | 800LB | SW | ASTM | [7 empty] | DK |  |  | EA | 4
삼한 ENG | VALVE | GATE VALVE | FORGED |  |  |  | A182-F316L |  |  | 1" | 800LB | SW | ASTM | [7 empty] | OS |  |  | EA | 7
삼한 ENG | VALVE | GATE VALVE | FORGED |  |  |  | A182-F316L |  |  | 1/2" | 800LB | BW | ASTM | [7 empty] | OS |  |  | EA | 2
삼한 ENG | VALVE | GATE VALVE | FORGED |  |  |  | A182-F316L |  |  | 1/2" | 800LB | BW | ASTM | [7 empty] | SAVE |  |  | EA | 2
삼한 ENG | VALVE | GATE VALVE | FORGED |  |  |  | A182-F316L |  |  | 1/2" | 800LB | PT | ASTM | [7 empty] | 동강 |  |  | EA | 26
삼한 ENG | VALVE | GATE VALVE | FORGED |  |  |  | A182-F316L |  |  | 1/2" | 800LB | SW | ASTM | [7 empty] | DK |  |  | EA | 3
삼한 ENG | VALVE | GATE VALVE | FORGED |  |  |  | A182-F316L |  |  | 1-1/2" | 800LB | PT | ASTM | [7 empty] | OS |  |  | EA | 5
삼한 ENG | VALVE | GATE VALVE | FORGED |  |  |  | A182-F316L |  |  | 1-1/2" | 800LB | SW | ASTM | [7 empty] | 동강 |  |  | EA | 8
삼한 ENG | VALVE | GATE VALVE | FORGED |  |  |  | A182-F316L |  |  | 1-1/2" | 800LB | SW | ASTM | [7 empty] | OS |  |  | EA | 2
삼한 ENG | VALVE | GATE VALVE | FORGED |  |  |  | A182-F316L |  |  | 2" | 800LB | SW | ASTM | [7 empty] | 동강 |  |  | EA | 6
삼한 ENG | VALVE | GATE VALVE | FORGED |  |  |  | A182-F316L |  |  | 3/4" | 800LB | BW | ASTM | [7 empty] | OS |  |  | EA | 6
삼한 ENG | VALVE | GATE VALVE | FORGED |  |  |  | A182-F316L |  |  | 3/4" | 800LB | SW | ASTM | [7 empty] | 일신 |  |  | EA | 1
삼한 ENG | VALVE | GATE VALVE | FORGED |  |  |  | A182-F316L |  |  | 3/4" | 800LB | SW | ASTM | [7 empty] | DK |  |  | EA | 12
삼한 ENG | VALVE | GATE VALVE | FORGED |  |  |  | A182-F316L |  |  | 3/4" | 800LB | SW | ASTM | [7 empty] | OS |  |  | EA | 105
삼한 ENG | VALVE | GATE VALVE | FORGED |  |  |  | A182-F316L |  |  | 3/4" | 800LB | SW | ASTM | [7 empty] | SAVE |  |  | EA | 2
삼한 ENG | VALVE | GATE VALVE | FORGED |  |  |  | A182-F316L |  |  | 3/8" | 800LB | PT | ASTM | [7 empty] | 일신 |  |  | EA | 4
삼한 ENG | VALVE | GATE VALVE | FORGED |  |  |  | A182-F316L |  |  | 3/8" | 800LB | SW | ASTM | [7 empty] | 일신 |  |  | EA | 7
삼한 ENG | VALVE | GATE VALVE | FORGED |  |  |  | A182-F316L |  |  | 3/8" | 800LB | SW | ASTM | [7 empty] | OS |  |  | EA | 46
삼한 ENG | VALVE | GATE VALVE | FORGED |  |  |  | A182-F51 |  |  | 1" | 800LB | SW | ASTM | [7 empty] | 동강 |  |  | EA | 3
삼한 ENG | VALVE | GATE VALVE | FORGED |  |  |  | A182-F51 |  |  | 1/2" | 800LB | SW | ASTM | [7 empty] | 일신 |  |  | EA | 6
삼한 ENG | VALVE | GATE VALVE | FORGED |  |  |  | A182-F51 |  |  | 1-1/2" | 800LB | SW | ASTM | [7 empty] | 동강 |  |  | EA | 9
삼한 ENG | VALVE | GATE VALVE | FORGED |  |  |  | A182-F51 |  |  | 3/4" | 800LB | SW | ASTM | [7 empty] | 일신 |  |  | EA | 5
삼한 ENG | VALVE | GATE VALVE | FORGED |  |  |  | A182-F53 |  |  | 1" | 800LB | SW | ASTM | [7 empty] | DK |  |  | EA | 3
삼한 ENG | VALVE | GATE VALVE | FORGED |  |  |  | A350-LF2 |  |  | 3/4" | 800LB | SW | ASTM | [7 empty] | DK |  |  | EA | 2
삼한 ENG | VALVE | GLOBE VALVE | FORGED |  |  |  | A105 |  |  | 1" | 1500LB | SW | ASTM | [7 empty] | OS |  |  | EA | 2
삼한 ENG | VALVE | GLOBE VALVE | FORGED |  |  |  | A105 |  |  | 3/4" | 1500LB | SW | ASTM | [7 empty] | SAVE |  |  | EA | 5
삼한 ENG | VALVE | GLOBE VALVE | FORGED |  |  |  | A105 |  |  | 1/2" | 150LB | RF | ASTM | [7 empty] | NEWWAY |  |  | EA | 4
삼한 ENG | VALVE | GLOBE VALVE | FORGED |  |  |  | A105 |  |  | 1/2" | 150LB | RF | ASTM | [7 empty] | OS |  |  | EA | 3
삼한 ENG | VALVE | GLOBE VALVE | FORGED |  |  |  | A105 |  |  | 3/4" | 150LB | RF | ASTM | [7 empty] | NEWWAY |  |  | EA | 1
삼한 ENG | VALVE | GLOBE VALVE | FORGED |  |  |  | A105 |  |  | 3/4" | 150LB | RF | ASTM | [7 empty] | OS |  |  | EA | 6
삼한 ENG | VALVE | GLOBE VALVE | FORGED |  |  |  | A105 |  |  | 3/4" | 150LB | RF | ASTM | [7 empty] | SAVE |  |  | EA | 5
삼한 ENG | VALVE | GLOBE VALVE | FORGED |  |  |  | A105 |  |  | 1" | 2500LB | SW | ASTM | [7 empty] | OS |  |  | EA | 4
삼한 ENG | VALVE | GLOBE VALVE | FORGED |  |  |  | A105 |  |  | 1/2" | 2500LB | SW | ASTM | [7 empty] | DK |  |  | EA | 4
삼한 ENG | VALVE | GLOBE VALVE | FORGED |  |  |  | A105 |  |  | 3/4" | 2500LB | SW | ASTM | [7 empty] | OS |  |  | EA | 4
삼한 ENG | VALVE | GLOBE VALVE | FORGED |  |  |  | A105 |  |  | 1" | 300LB | RF | ASTM | [7 empty] | DK |  |  | EA | 2
삼한 ENG | VALVE | GLOBE VALVE | FORGED |  |  |  | A105 |  |  | 1" | 300LB | RF | ASTM | [7 empty] | OS |  |  | EA | 5
삼한 ENG | VALVE | GLOBE VALVE | FORGED |  |  |  | A105 |  |  | 1/2" | 300LB | RF | ASTM | [7 empty] | OS |  |  | EA | 3
삼한 ENG | VALVE | GLOBE VALVE | FORGED |  |  |  | A105 |  |  | 3/4" | 300LB | RF | ASTM | [7 empty] | 일신 |  |  | EA | 8
삼한 ENG | VALVE | GLOBE VALVE | FORGED |  |  |  | A105 |  |  | 3/4" | 300LB | RF | ASTM | [7 empty] | DK |  |  | EA | 1
삼한 ENG | VALVE | GLOBE VALVE | FORGED |  |  |  | A105 |  |  | 3/4" | 300LB | RF | ASTM | [7 empty] | OS |  |  | EA | 2
삼한 ENG | VALVE | GLOBE VALVE | FORGED |  |  |  | A105 |  |  | 1" | 600LB | SW | ASTM | [7 empty] | DK |  |  | EA | 1
삼한 ENG | VALVE | GLOBE VALVE | FORGED |  |  |  | A105 |  |  | 1" | 600LB | SW | ASTM | [7 empty] | OS |  |  | EA | 12
삼한 ENG | VALVE | GLOBE VALVE | FORGED |  |  |  | A105 |  |  | 1/2" | 600LB | SW | ASTM | [7 empty] | DK |  |  | EA | 9
삼한 ENG | VALVE | GLOBE VALVE | FORGED |  |  |  | A105 |  |  | 1/2" | 600LB | SW | ASTM | [7 empty] | OS |  |  | EA | 34
삼한 ENG | VALVE | GLOBE VALVE | FORGED |  |  |  | A105 |  |  | 1-1/2" | 600LB | SW | ASTM | [7 empty] | OS |  |  | EA | 7
삼한 ENG | VALVE | GLOBE VALVE | FORGED |  |  |  | A105 |  |  | 3/4" | 600LB | RF | ASTM | [7 empty] | PK |  |  | EA | 12
삼한 ENG | VALVE | GLOBE VALVE | FORGED |  |  |  | A105 |  |  | 3/4" | 600LB | SW | ASTM | [7 empty] | 일신 |  |  | EA | 1
삼한 ENG | VALVE | GLOBE VALVE | FORGED |  |  |  | A105 |  |  | 3/4" | 600LB | SW | ASTM | [7 empty] | DK |  |  | EA | 5
삼한 ENG | VALVE | GLOBE VALVE | FORGED |  |  |  | A105 |  |  | 3/4" | 600LB | SW | ASTM | [7 empty] | OS |  |  | EA | 36
삼한 ENG | VALVE | GLOBE VALVE | FORGED |  |  |  | A105 |  |  | 1 | 800LB | SW | ASTM | [7 empty] | OS |  |  | EA | 1
삼한 ENG | VALVE | GLOBE VALVE | FORGED |  |  |  | A105 |  |  | 1" | 800LB | BW | ASTM | [7 empty] | OS |  |  | EA | 10
삼한 ENG | VALVE | GLOBE VALVE | FORGED |  |  |  | A105 |  |  | 1" | 800LB | PT | ASTM | [7 empty] | DK |  |  | EA | 3
삼한 ENG | VALVE | GLOBE VALVE | FORGED |  |  |  | A105 |  |  | 1" | 800LB | PT | ASTM | [7 empty] | OS |  |  | EA | 12
삼한 ENG | VALVE | GLOBE VALVE | FORGED |  |  |  | A105 |  |  | 1" | 800LB | SW | ASTM | [7 empty] | 일신 |  |  | EA | 4
삼한 ENG | VALVE | GLOBE VALVE | FORGED |  |  |  | A105 |  |  | 1" | 800LB | SW | ASTM | [7 empty] | DK |  |  | EA | 3
삼한 ENG | VALVE | GLOBE VALVE | FORGED |  |  |  | A105 |  |  | 1" | 800LB | SW | ASTM | [7 empty] | OS |  |  | EA | 34
삼한 ENG | VALVE | GLOBE VALVE | FORGED |  |  |  | A105 |  |  | 1/2" | 800LB | PT | ASTM | [7 empty] | DK |  |  | EA | 3
삼한 ENG | VALVE | GLOBE VALVE | FORGED |  |  |  | A105 |  |  | 1/2" | 800LB | PT | ASTM | [7 empty] | OS |  |  | EA | 3
삼한 ENG | VALVE | GLOBE VALVE | FORGED |  |  |  | A105 |  |  | 1/2" | 800LB | SW | ASTM | [7 empty] | DK |  |  | EA | 2
삼한 ENG | VALVE | GLOBE VALVE | FORGED |  |  |  | A105 |  |  | 1/2" | 800LB | SW | ASTM | [7 empty] | OS |  |  | EA | 6
삼한 ENG | VALVE | GLOBE VALVE | FORGED |  |  |  | A105 |  |  | 1-1/2" | 800LB | SW | ASTM | [7 empty] | DK |  |  | EA | 3
삼한 ENG | VALVE | GLOBE VALVE | FORGED |  |  |  | A105 |  |  | 1-1/2" | 800LB | SW | ASTM | [7 empty] | OS |  |  | EA | 3
삼한 ENG | VALVE | GLOBE VALVE | FORGED |  |  |  | A105 |  |  | 3/4" | 800LB | BW | ASTM | [7 empty] | OS |  |  | EA | 17
삼한 ENG | VALVE | GLOBE VALVE | FORGED |  |  |  | A105 |  |  | 3/4" | 800LB | BW | ASTM | [7 empty] | SAVE |  |  | EA | 3
삼한 ENG | VALVE | GLOBE VALVE | FORGED |  |  |  | A105 |  |  | 3/4" | 800LB | PT | ASTM | [7 empty] | DK |  |  | EA | 12
삼한 ENG | VALVE | GLOBE VALVE | FORGED |  |  |  | A105 |  |  | 3/4" | 800LB | PT | ASTM | [7 empty] | OS |  |  | EA | 4
삼한 ENG | VALVE | GLOBE VALVE | FORGED |  |  |  | A105 |  |  | 3/4" | 800LB | SW | ASTM | [7 empty] | OS |  |  | EA | 1
삼한 ENG | VALVE | GLOBE VALVE | FORGED |  |  |  | A105 |  |  | 3/4" | 800LB | SW | ASTM | [7 empty] | SWI |  |  | EA | 3
삼한 ENG | VALVE | GLOBE VALVE | FORGED |  |  |  | A105 |  |  | 3/8" | 800LB | PT | ASTM | [7 empty] | DK |  |  | EA | 1
삼한 ENG | VALVE | GLOBE VALVE | FORGED |  |  |  | A105 |  |  | 3/8" | 800LB | SW | ASTM | [7 empty] | 일신 |  |  | EA | 7
삼한 ENG | VALVE | GLOBE VALVE | FORGED |  |  |  | A105 |  |  | 3/8" | 800LB | SW | ASTM | [7 empty] | DK |  |  | EA | 2
삼한 ENG | VALVE | GLOBE VALVE | FORGED |  |  |  | A105 |  |  | 3/8" | 800LB | SW | ASTM | [7 empty] | OS |  |  | EA | 14
삼한 ENG | VALVE | GLOBE VALVE | FORGED |  |  |  | A105 |  |  | 3/4" | 900LB | SW | ASTM | [7 empty] | DK |  |  | EA | 4
삼한 ENG | VALVE | GLOBE VALVE | FORGED |  |  |  | A182-F304/L |  |  | 1/2" | 800LB | PT | ASTM | [7 empty] | OS |  |  | EA | 8
삼한 ENG | VALVE | GLOBE VALVE | FORGED |  |  |  | A182-F304L |  |  | 1" | 150LB | RF | ASTM | [7 empty] | OS |  |  | EA | 3
삼한 ENG | VALVE | GLOBE VALVE | FORGED |  |  |  | A182-F304L |  |  | 1" | 150LB | RF | ASTM | [7 empty] | SAVE |  |  | EA | 2
삼한 ENG | VALVE | GLOBE VALVE | FORGED |  |  |  | A182-F304L |  |  | 1" | 150LB | RF | ASTM | [7 empty] | WJS |  |  | EA | 3
삼한 ENG | VALVE | GLOBE VALVE | FORGED |  |  |  | A182-F304L |  |  | 1" | 600LB | SW | ASTM | [7 empty] | 동강 |  |  | EA | 4
삼한 ENG | VALVE | GLOBE VALVE | FORGED |  |  |  | A182-F304L |  |  | 1" | 600LB | SW | ASTM | [7 empty] | OS |  |  | EA | 7
삼한 ENG | VALVE | GLOBE VALVE | FORGED |  |  |  | A182-F304L |  |  | 1" | 600LB | SW | ASTM | [7 empty] | WJS |  |  | EA | 6
삼한 ENG | VALVE | GLOBE VALVE | FORGED |  |  |  | A182-F304L |  |  | 1/2" | 600LB | SW | ASTM | [7 empty] | 동강 |  |  | EA | 2
삼한 ENG | VALVE | GLOBE VALVE | FORGED |  |  |  | A182-F304L |  |  | 1/2" | 600LB | SW | ASTM | [7 empty] | OS |  |  | EA | 18
삼한 ENG | VALVE | GLOBE VALVE | FORGED |  |  |  | A182-F304L |  |  | 3/4" | 600LB | SW | ASTM | [7 empty] | OS |  |  | EA | 2
삼한 ENG | VALVE | GLOBE VALVE | FORGED |  |  |  | A182-F304L |  |  | 3/8" | 600LB | SW | ASTM | [7 empty] | OS |  |  | EA | 4
삼한 ENG | VALVE | GLOBE VALVE | FORGED |  |  |  | A182-F304L |  |  | 1" | 800LB | SW | ASTM | [7 empty] | 동강 |  |  | EA | 8
삼한 ENG | VALVE | GLOBE VALVE | FORGED |  |  |  | A182-F304L |  |  | 1" | 800LB | SW | ASTM | [7 empty] | OS |  |  | EA | 13
삼한 ENG | VALVE | GLOBE VALVE | FORGED |  |  |  | A182-F304L |  |  | 1/2" | 800LB | PT | ASTM | [7 empty] | 동강 |  |  | EA | 4
삼한 ENG | VALVE | GLOBE VALVE | FORGED |  |  |  | A182-F304L |  |  | 1/2" | 800LB | PT | ASTM | [7 empty] | OS |  |  | EA | 8
삼한 ENG | VALVE | GLOBE VALVE | FORGED |  |  |  | A182-F304L |  |  | 1/2" | 800LB | SW | ASTM | [7 empty] | 동강 |  |  | EA | 2
삼한 ENG | VALVE | GLOBE VALVE | FORGED |  |  |  | A182-F304L |  |  | 1/2" | 800LB | SW | ASTM | [7 empty] | OS |  |  | EA | 30
삼한 ENG | VALVE | GLOBE VALVE | FORGED |  |  |  | A182-F304L |  |  | 1/2" | 800LB | SW | ASTM | [7 empty] | OS |  |  | EA | 4
삼한 ENG | VALVE | GLOBE VALVE | FORGED |  |  |  | A182-F304L |  |  | 2" | 800LB | SW | ASTM | [7 empty] | OS |  |  | EA | 3
삼한 ENG | VALVE | GLOBE VALVE | FORGED |  |  |  | A182-F304L |  |  | 3/4" | 800LB | PT | ASTM | [7 empty] | 동강 |  |  | EA | 1
삼한 ENG | VALVE | GLOBE VALVE | FORGED |  |  |  | A182-F304L |  |  | 3/4" | 800LB | SW | ASTM | [7 empty] | 동강 |  |  | EA | 1
삼한 ENG | VALVE | GLOBE VALVE | FORGED |  |  |  | A182-F304L |  |  | 3/4" | 800LB | SW | ASTM | [7 empty] | 삼신 |  |  | EA | 6
삼한 ENG | VALVE | GLOBE VALVE | FORGED |  |  |  | A182-F304L |  |  | 3/4" | 800LB | SW | ASTM | [7 empty] | 일신 |  |  | EA | 30
삼한 ENG | VALVE | GLOBE VALVE | FORGED |  |  |  | A182-F304L |  |  | 3/4" | 800LB | SW | ASTM | [7 empty] | OS |  |  | EA | 24
삼한 ENG | VALVE | GLOBE VALVE | FORGED |  |  |  | A182-F304L |  |  | 3/8" | 800LB | SW | ASTM | [7 empty] | 동강 |  |  | EA | 2
삼한 ENG | VALVE | GLOBE VALVE | FORGED |  |  |  | A182-F304L |  |  | 3/8" | 800LB | SW | ASTM | [7 empty] | 일신 |  |  | EA | 3
삼한 ENG | VALVE | GLOBE VALVE | FORGED |  |  |  | A182-F316/L |  |  | 3/8" | 800LB | PT | ASTM | [7 empty] | OS |  |  | EA | 1
삼한 ENG | VALVE | GLOBE VALVE | FORGED |  |  |  | A182-F316L |  |  | 3/4" | 1500LB | SW | ASTM | [7 empty] | OS |  |  | EA | 4
삼한 ENG | VALVE | GLOBE VALVE | FORGED |  |  |  | A182-F316L |  |  | 1" | 150LB | FF | ASTM | [7 empty] | 동강 |  |  | EA | 2
삼한 ENG | VALVE | GLOBE VALVE | FORGED |  |  |  | A182-F316L |  |  | 1/2" | 150LB | FF | ASTM | [7 empty] | DK |  |  | EA | 6
삼한 ENG | VALVE | GLOBE VALVE | FORGED |  |  |  | A182-F316L |  |  | 1/2" | 150LB | RF | ASTM | [7 empty] | 동강 |  |  | EA | 4
삼한 ENG | VALVE | GLOBE VALVE | FORGED |  |  |  | A182-F316L |  |  | 3/4" | 150LB | FF | ASTM | [7 empty] | DK |  |  | EA | 2
삼한 ENG | VALVE | GLOBE VALVE | FORGED |  |  |  | A182-F316L |  |  | 3/4" | 150LB | RF | ASTM | [7 empty] | 동강 |  |  | EA | 6
삼한 ENG | VALVE | GLOBE VALVE | FORGED |  |  |  | A182-F316L |  |  | 1/2" | 300LB | RF | ASTM | [7 empty] | 동강 |  |  | EA | 9
삼한 ENG | VALVE | GLOBE VALVE | FORGED |  |  |  | A182-F316L |  |  | 1/2" | 300LB | RF | ASTM | [7 empty] | SAVE |  |  | EA | 10
삼한 ENG | VALVE | GLOBE VALVE | FORGED |  |  |  | A182-F316L |  |  | 3/4" | 300LB | RF | ASTM | [7 empty] | OS |  |  | EA | 2
삼한 ENG | VALVE | GLOBE VALVE | FORGED |  |  |  | A182-F316L |  |  | 3/4" | 300LB | RF | ASTM | [7 empty] | SWI |  |  | EA | 4
삼한 ENG | VALVE | GLOBE VALVE | FORGED |  |  |  | A182-F316L |  |  | 3/4" | 600LB | SW | ASTM | [7 empty] | 동강 |  |  | EA | 4
삼한 ENG | VALVE | GLOBE VALVE | FORGED |  |  |  | A182-F316L |  |  | 3/4" | 600LB | SW | ASTM | [7 empty] | OS |  |  | EA | 4
삼한 ENG | VALVE | GLOBE VALVE | FORGED |  |  |  | A182-F316L |  |  | 1" | 800LB | SW | ASTM | [7 empty] | OS |  |  | EA | 4
삼한 ENG | VALVE | GLOBE VALVE | FORGED |  |  |  | A182-F316L |  |  | 1/2" | 800LB | BW | ASTM | [7 empty] | OS |  |  | EA | 10
삼한 ENG | VALVE | GLOBE VALVE | FORGED |  |  |  | A182-F316L |  |  | 1/2" | 800LB | PT | ASTM | [7 empty] | 일신 |  |  | EA | 6
삼한 ENG | VALVE | GLOBE VALVE | FORGED |  |  |  | A182-F316L |  |  | 1/2" | 800LB | SW | ASTM | [7 empty] | 동강 |  |  | EA | 4
삼한 ENG | VALVE | GLOBE VALVE | FORGED |  |  |  | A182-F316L |  |  | 1/2" | 800LB | SW | ASTM | [7 empty] | 일신 |  |  | EA | 7
삼한 ENG | VALVE | GLOBE VALVE | FORGED |  |  |  | A182-F316L |  |  | 1/2" | 800LB | SW | ASTM | [7 empty] | OS |  |  | EA | 39
삼한 ENG | VALVE | GLOBE VALVE | FORGED |  |  |  | A182-F316L |  |  | 1/2" | 800LB | SW | ASTM | [7 empty] | SAVE |  |  | EA | 4
삼한 ENG | VALVE | GLOBE VALVE | FORGED |  |  |  | A182-F316L |  |  | 1-1/2" | 800LB | SW | ASTM | [7 empty] | OS |  |  | EA | 2
삼한 ENG | VALVE | GLOBE VALVE | FORGED |  |  |  | A182-F316L |  |  | 3/4" | 800LB | BW | ASTM | [7 empty] | 동강 |  |  | EA | 2
삼한 ENG | VALVE | GLOBE VALVE | FORGED |  |  |  | A182-F316L |  |  | 3/4" | 800LB | BW | ASTM | [7 empty] | OS |  |  | EA | 2
삼한 ENG | VALVE | GLOBE VALVE | FORGED |  |  |  | A182-F316L |  |  | 3/4" | 800LB | PT | ASTM | [7 empty] | OS |  |  | EA | 8
삼한 ENG | VALVE | GLOBE VALVE | FORGED |  |  |  | A182-F316L |  |  | 3/4" | 800LB | SW | ASTM | [7 empty] | 동강 |  |  | EA | 12
삼한 ENG | VALVE | GLOBE VALVE | FORGED |  |  |  | A182-F316L |  |  | 3/4" | 800LB | SW | ASTM | [7 empty] | OS |  |  | EA | 118
삼한 ENG | VALVE | GLOBE VALVE | FORGED |  |  |  | A182-F316L |  |  | 3/8" | 800LB | PT | ASTM | [7 empty] | 삼신 |  |  | EA | 1
삼한 ENG | VALVE | GLOBE VALVE | FORGED |  |  |  | A182-F316L |  |  | 3/8" | 800LB | PT | ASTM | [7 empty] | OS |  |  | EA | 4
삼한 ENG | VALVE | GLOBE VALVE | FORGED |  |  |  | A182-F51 |  |  | 1" | 800LB | SW | ASTM | [7 empty] | 동강 |  |  | EA | 10
삼한 ENG | VALVE | GLOBE VALVE | FORGED |  |  |  | A182-F51 |  |  | 3/4" | 800LB | SW | ASTM | [7 empty] | 동강 |  |  | EA | 3
삼한 ENG | VALVE | GLOBE VALVE | FORGED |  |  |  | A182-F53 |  |  | 3/8" | 800LB | PT | ASTM | [7 empty] | OS |  |  | EA | 12
삼한 ENG | VALVE | GLOBE VALVE | FORGED |  |  |  | A350-LF2 |  |  | 1" | 1500LB | SW | ASTM | [7 empty] | DK |  |  | EA | 6
삼한 ENG | VALVE | GLOBE VALVE | FORGED |  |  |  | A350-LF2 |  |  | 1-1/2" | 800LB | SW | ASTM | [7 empty] | 동강 |  |  | EA | 2
삼한 ENG | VALVE | CHECK VALVE | FORGED | LIFT |  |  | A182-F304L |  |  | 1/2" | 600LB | SW | ASTM | [7 empty] | 동강 |  |  | EA | 2
삼한 ENG | VALVE | CHECK VALVE | FORGED | LIFT |  |  | A182-F304L |  |  | 1/2" | 800LB | PT | ASTM | [7 empty] | 동강 |  |  | EA | 1
삼한 ENG | VALVE | CHECK VALVE | FORGED | LIFT |  |  | A182-F304L |  |  | 1/2" | 800LB | SW | ASTM | [7 empty] | 동강 |  |  | EA | 2
삼한 ENG | VALVE | CHECK VALVE | FORGED | LIFT |  |  | A182-F304L |  |  | 1/2" | 800LB | SW | ASTM | [7 empty] | OS |  |  | EA | 2
삼한 ENG | VALVE | CHECK VALVE | FORGED | LIFT |  |  | A182-F304L |  |  | 3/4" | 800LB | SW | ASTM | [7 empty] | 동강 |  |  | EA | 1
삼한 ENG | VALVE | CHECK VALVE | FORGED | LIFT |  |  | A182-F304L |  |  | 3/4" | 800LB | SW | ASTM | [7 empty] | 일신 |  |  | EA | 2
삼한 ENG | VALVE | CHECK VALVE | FORGED | LIFT |  |  | A182-F304L |  |  | 3/4" | 800LB | SW | ASTM | [7 empty] | OS |  |  | EA | 10
삼한 ENG | VALVE | CHECK VALVE | FORGED | LIFT |  |  | A182-F316L |  |  | 1" | 800LB | SW | ASTM | [7 empty] | OS |  |  | EA | 4
삼한 ENG | VALVE | PLUG VALVE | CASTING |  |  |  | A216-WCB |  |  | 2" | 150LB | RF | ASTM | [7 empty] | OS |  |  | EA | 2
삼한 ENG | VALVE | PLUG VALVE | CASTING |  |  |  | A351-CF3M |  |  | 1/2" | 150LB | RF | ASTM | [7 empty] | OS |  |  | EA | 5
삼한 ENG | VALVE | CHECK VALVE | FORGED | SWING |  |  | A182-F304L |  |  | 1/2" | 800LB | SW | ASTM | [7 empty] | OS |  |  | EA | 1
삼한 ENG | VALVE | CHECK VALVE | FORGED | SWING |  |  | A182-F304L |  |  | 1/2" | 800LB | SW | ASTM | [7 empty] | SWI |  |  | EA | 1
삼한 ENG | VALVE | CHECK VALVE | FORGED | SWING |  |  | A182-F316L |  |  | 1/2" | 800LB | SW | ASTM | [7 empty] | OS |  |  | EA | 9
삼한 ENG | VALVE | CHECK VALVE | FORGED | SWING |  |  | A182-F316L |  |  | 3/4" | 800LB | SW | ASTM | [7 empty] | OS |  |  | EA | 1
삼한 ENG | VALVE | Y-STRAINER | FORGED |  |  |  | A105 |  |  | 1/2" | 300LB | RF | ASTM | [7 empty] | DK |  |  | EA | 7
삼한 ENG | VALVE | Y-STRAINER | FORGED |  |  |  | A105 |  |  | 2" | 800LB | SW | ASTM | [7 empty] | ? |  |  | EA | 1
삼한 ENG | VALVE | Y-STRAINER | FORGED |  |  |  | A105 |  |  | 2" | 800LB | SW | ASTM | [7 empty] | DK |  |  | EA | 1
삼한 ENG | VALVE | Y-STRAINER | FORGED |  |  |  | A182-F304L |  |  | 1/2" | 600LB | SW | ASTM | [7 empty] | 동강 |  |  | EA | 1
삼한 ENG | VALVE | Y-STRAINER | FORGED |  |  |  | A182-F304L |  |  | 3/8" | 800LB | SW | ASTM | [7 empty] | 동강 |  |  | EA | 43
삼한 ENG | VALVE | Y-STRAINER | FORGED |  |  |  | A182-F316L |  |  | 1/2" | 300LB | RF | ASTM | [7 empty] | 동강 |  |  | EA | 3
삼한 ENG | VALVE | Y-STRAINER | FORGED |  |  |  | A182-F316L |  |  | 3/4" | 300LB | RF | ASTM | [7 empty] | 동강 |  |  | EA | 10
삼한 ENG | VALVE | Y-STRAINER | FORGED |  |  |  | A182-F316L |  |  | 3/4" | 600LB | SW | ASTM | [7 empty] | 동강 |  |  | EA | 8
삼한 ENG | VALVE | Y-STRAINER | FORGED |  |  |  | A182-F316L |  |  | 1/2" | 800LB | SW | ASTM | [7 empty] | 동강 |  |  | EA | 3
삼한 ENG | VALVE | Y-STRAINER | CASTING |  |  |  | A216-WCB |  |  | 1/2" | 300LB | RF | ASTM | [7 empty] | 세창 |  |  | EA | 1
산동금속 | VALVE | BALL VALVE | FORGED | TR3 1 1/2"-3000 | REDUCED BORE | LEVER | A350-LF2 |  |  | 1 1/2" | 3000PSI | SCREW | ASTM | [7 empty] | 산동금속 |  |  |  | 59
산동금속 | VALVE | BALL VALVE | FORGED | TR3 2"-3000 | REDUCED BORE | LEVER | A350-LF2 |  |  | 2" | 3000PSI | SCREW | ASTM | [7 empty] | 산동금속 |  |  |  | 220
산동금속 | VALVE | BALL VALVE | CASTING | TF 3"-1500 | FULL BORE | LEVER | A216-WCB |  |  | 3" | 1500PSI | SCREW | ASTM | [7 empty] | 산동금속 |  |  |  | 50
산동금속 | VALVE | BALL VALVE | FORGED | TF 1"-3000 | FULL BORE | LEVER | A105 |  |  | 1" | 3000PSI | SCREW | ASTM | [7 empty] | 산동금속 |  |  |  | 364
산동금속 | VALVE | BALL VALVE | FORGED | TF 1"-5000 | FULL BORE | LEVER | A105 |  |  | 1" | 5000PSI | SCREW | ASTM | [7 empty] | 산동금속 |  |  |  | 1160
산동금속 | VALVE | BALL VALVE | FORGED | TR3 3/4"-3000 | REDUCED BORE | LEVER | A350-LF2 |  |  | 3/4" | 3000PSI | SCREW | ASTM | [7 empty] | 산동금속 |  |  |  | 919
산동금속 | VALVE | BALL VALVE | CASTING | TF 2"-2000 | FULL BORE | LEVER | A216-WCB |  |  | 2" | 2000PSI | SCREW | ASTM | [7 empty] | 산동금속 |  |  |  | 805
산동금속 | VALVE | BALL VALVE | FORGED | TF 1"-2000 | FULL BORE | LEVER | A105 |  |  | 1" | 2000PSI | SCREW | ASTM | [7 empty] | 산동금속 |  |  |  | 288
산동금속 | VALVE | BALL VALVE | FORGED | TR2"-2000 | REDUCED BORE | LEVER | FCD45 |  |  | 2" | 2000PSI | SCREW | [8 empty] | 산동금속 |  |  |  | 180
산동금속 | VALVE | BALL VALVE | FORGED | BTR 2" 2000 | REDUCED BORE | LEVER | A105 |  |  | 2" | 2000PSI | SCREW | ASTM | [7 empty] | 산동금속 |  |  |  | 379
산동금속 | VALVE | BALL VALVE | CASTING | BTF 2"-2000 | FULL BORE | LEVER | A216-WCB |  |  | 2" | 2000PSI | SCREW | ASTM | [7 empty] | 산동금속 |  |  |  | 555
Note on R2: 박진목: 유 무
Note on T2: YunKi Jo: 유 무
Note on X2: 박진목: 날짜 입력 형식 제시 2020-03-18 사용자에게 가이드 제시